## SAP Item code glossary
AAAS0001 | Assembly Packet for 100 - 160kVA Assembly
AAAS0002 | Assembly Packet for 250kVA Assembly
AAAS0003 | Assembly Packet for 400kVA Assembly
AAAS0004 | Assembly Packet for 630/33 Assembly
AAAS0005 | Assembly Packet for 800/33 Assembly
AAAS0006 | Assembly Packet for 1000/33 Assembly
AAAS0007 | Assembly Packet for 630/11 Assembly
AAAS0008 | Assembly Packet for 800/11 Assembly
AAAS0009 | Assembly Packet for 1000/11 Assembly
AAAS0010 | Assembly Packet for 100 - 160kVA Assembly Ph2
AAAS0011 | Assembly Packet for 250kVA Assembly Ph2
AAAS0012 | Assembly Packet for 400kVA Assembly Ph2
AAAS0013 | Assembly Packet for 630/33 Assembly Ph2
AAAS0014 | Assembly Packet for 800/33 Assembly Ph2
AAAS0015 | Assembly Packet for 1000/33 Assembly Ph2
AAAS0016 | Assembly Packet for 630/11 Assembly Ph2
AAAS0017 | Assembly Packet for 800/11 Assembly Ph2
AAAS0018 | Assembly Packet for 1000/11 Assembly Ph2
AAAS0026 | Assembly Packet for 160/33/400 Assembly
AAAS0027 | Assembly Packet for 800A 30s 33kV ET Assembly
AAAS0034 | Assembly Packet for Multi Step Oval 100/33/415 Assembly Ph1
AAAS0046 | Assembly Packet for 5MVA 33/11kV Assembly
AAAS0056 | Assembly Packet for Multi Step Oval 250/33/415 Assembly Ph1
AAAS0063 | Assembly Packet for 200/33/400 Assembly
AAAS0072 | Assembly Packet for 1000/33/400 Assembly
AAAS0098 | Assembly Packet for 3MVA/33/400 Assembly
AAAS0101 | Assembly Packet for 500/33/415 Assembly
AAAS0102 | Assembly Packet for 33kV 110V NVD Transformer Assembly
AAAS0128 | Assembly Packet for 50/33/415 Assembly
AAAS0134 | Assembly Packet for 2000/33/11 Assembly
AAAS0172 | Assembly Packet for 1500/11/415 Assembly
AAAS0201 | Assembly Packet for 5/33 Assembly
AAAS0202 | Assembly Packet for 5/11 Assembly
AAAS0274 | Assembly Packet for 200/11/433 Assembly
AAAS0309 | Assembly Packet for 200/11/400 Assembly
AAAS0319 | Assembly Packet for 2500/33/440 Assembly
AAAS0322 | Assembly Packet for 1250/11/415 Assembly
AAAS0330 | Assembly Packet for 350/3.3/415 Assembly
AAAS0344 | Assembly Packet for 2000/33/415 Assembly
AAAS0363 | Assembly Packet for 1000/33/400 Assembly Solar
AAAS0365 | Assembly Packet for 2000/33/400 Assembly
AAAS0371 | Assembly Packet for 1250/33/400 Assembly
AAAS0382 | Assembly Packet for 2000/3.3/415 Assembly Yd1
AAAS0396 | Assembly Packet for 2000/11/3.3 Assembly
AAAS0408 | Assembly Packet for 3150/11/415 Assembly
AAAS0410 | Assembly Packet for 200/33/400 Assembly
AAAS0411 | Assembly Packet for 2000/33/3.3 Assembly
AAAS0418 | Assembly Packet for 1500/33 Assembly
AAAS0421 | Assembly Packet for 800/33/400 Assembly
AAAS0429 | Assembly Packet for 2500/33/690 Assembly
AAAS0430 | Assembly Packet for 400/33/400 Assembly
AAAS0443 | Assembly Packet for 200/33/400 Assembly
AAAS0457 | Assembly Packet for 1000kVA 11kV 415V 3� Transformer with On Load Tap Changer and LV Box Assembly
AAAS0458 | Assembly Packet for Assembly_630kVA 11kV 415V 3� Transformer for LTLT Solar System
AAAS0459 | Assembly Packet for 2600/33/690 Assembly
AAAS0464 | Assembly Packet for 1750/33/400 Assembly
AAAS0471 | Assembly Packet for 50/400/220 Assembly
AAAS0477 | Assembly Packet for 1600/33/400 Assembly
AAAS0487 | Assembly Packet for 250/400/220 Assembly
AAAS0493 | Assembly Packet for 1500/33/11 Assembly
AAAS0494 | Assembly Packet for 2500/33/415 Assembly
AAAS0495 | Assembly Packet for 630/33/400 Solar Assembly
AAAS0506 | Assembly Packet for 2000/33/415 Assembly
AAAS0508 | Assembly Packet for Multi Step Oval 160/33/415 Assembly Ph1
AAAS0509 | Assembly Packet for Multi Step Oval 400/33/415 Assembly Ph1
AAAS0510 | Assembly Packet for Multi Step Oval 630/33/415 Assembly Ph1
AAAS0511 | Assembly Packet for Multi Step Oval 800/33/415 Assembly Ph1
AAAS0512 | Assembly Packet for Multi Step Oval 1000/33/415 Assembly Ph1
AAAS0523 | Assembly Packet for 1250/33/415 Assembly
AAAS0528 | Assembly Packet for 1250/33/800 Assembly
AAAS0532 | Assembly Packet for Multi Step Oval 160/33/415 Assembly Ph2
AAAS0545 | Assembly Packet for 1000/33/800 Assembly
AAAS0547 | Assembly Packet for 1000kVA Assembly
AAAS0548 | Assembly Packet for 630/33/400 Assembly
AAAS0549 | Assembly Packet for 2500/33/690 Assembly
AAAS0569 | Assembly Packet for 2000/33/415 Assembly
AAAS0572 | Assembly Packet for 2000/33/400 Assembly
AAAS0574 | Assembly Packet for 1600/33/415 Assembly
AAAS0594 | Assembly Packet for Multi Step Oval 1000/33/400 Assembly EU
AAAS0595 | Assembly Packet for Multi Step Oval 1250/33/400 Assembly EU
AAAS0596 | Assembly Packet for Multi Step Oval 1600/33/400 Assembly EU
AAAS0597 | Assembly Packet for Multi Step Oval 2000/33/400 Assembly EU
AAAS0598 | Assembly Packet for Multi Step Oval 2500/33/400 Assembly EU
AAAS0600 | Assembly Packet for Multi Step Oval 1000/33/415 Assembly EU
AAAS0601 | Assembly Packet for Multi Step Oval 1250/33/415 Assembly EU
AAAS0602 | Assembly Packet for Multi Step Oval 1600/33/415 Assembly EU
AAAS0603 | Assembly Packet for Multi Step Oval 2000/33/415 Assembly EU
AAAS0604 | Assembly Packet for Multi Step Oval 2500/33/415 Assembly EU
AAAS0605 | Assembly Packet for Multi Step Oval 3150/33/415 Assembly EU
AAAS0607 | Assembly Packet for Multi Step Oval 1250/33/690 Assembly EU
AAAS0610 | Assembly Packet for Multi Step Oval 2500/33/690 Assembly EU
AAAS0612 | Assembly Packet for Multi Step Oval 1000/33/800 Assembly EU
AAAS0613 | Assembly Packet for Multi Step Oval 1250/33/800 Assembly EU
AAAS0620 | Assembly Packet for Multi Step Oval 75/33/400 Mozambique
AAAS0623 | Assembly Packet for Assembly 1250kVA, 400V/800V, ONAN , Three winding transformer
AAAS0679 | Assembly Packet for Multi Step 1600kVA 11kV 400V Ynd11 I/D Transformer Assembly
AAAS0680 | Assembly Packet for Multi Step Oval 1500/11/400 Assembly
AAAS0685 | Assembly Packet for 2000/3.3/440 Assembly Dyn1
AAAS0717 | Assembly Packet for Multi Step Oval 1000/33/400 Assembly EU AL
AAAS0718 | Assembly Packet for Multi Step Oval 1250/33/400 Assembly EU AL
AAAS0720 | Assembly Packet for Multi Step Oval 2000/33/400 Assembly EU AL
AAAS0735 | Assembly Packet for Multi Step Oval 1000/33/690 Assembly EU AL
AAAS0736 | Assembly Packet for Multi Step Oval 1250/33/690 Assembly EU AL
AAAS0742 | Assembly Packet for Multi Step Oval 1250/33/800 Assembly EU AL
AAAS0816 | Assembly Packet for Multi Step Oval 2000/11/415 Assembly EU
AAAS0884 | Assembly Packet for Multi Step Oval 3150/33/3300 O/D STD EU
AAAS0888 | Assembly Packet for Multi Step Oval 2000/33/6300 O/D STD EU
AAAS1062 | Assembly Packet for Multi Step Oval 400/33/400 Assembly EU
AAAS1065 | Assembly Packet for Multi Step Oval 100/33/415 Assembly EU
AAAS1066 | Assembly Packet for Multi Step Oval 160/33/415 Assembly EU
AAAS1067 | Assembly Packet for Multi Step Oval 250/33/415 Assembly EU
AAAS1068 | Assembly Packet for Multi Step Oval 400/33/415 Assembly EU
AAAS1069 | Assembly Packet for Multi Step Oval 630/33/415 Assembly EU
AAAS1070 | Assembly Packet for Multi Step Oval 800/33/415 Assembly EU
AAAS1107 | Assembly Packet for Multi Step Oval 1600/11/400 Assembly
AAAS1131 | Assembly Packet for Multi Step Oval 4000/33/690 Assembly
AAAS1133 | Assembly Packet for Multi Step Oval 1250/33/415 with OLTC Assembly
AAAS1137 | Assembly Packet for Multi Step Oval 630/33/433 Assembly
AAAS2000 | Assembly Packet for Multi Step Oval 1000/33/415 Assembly EU Sample
AABC0001 | Assembly Packet for 100 - 160kVA Built Core
AABC0002 | Assembly Packet for 250kVA Built Core
AABC0003 | Assembly Packet for 400 - 630kVA Built Core
AABC0004 | Assembly Packet for 800kVA Built Core
AABC0005 | Assembly Packet for 1000kVA Built Core
AABC0006 | Assembly Packet for 100 - 400kVA Built Core Ph1 Ph2
AABC0007 | Assembly Packet for 630 - 800kVA Built Core Ph1 Ph2
AABC0008 | Assembly Packet for 1000kVA Built Core Ph1 Ph2
AABC0009 | Assembly Packet for 1000kVA EU Built Core
AABC0010 | Assembly Packet for 1250 - 2500kVA EU Built Core
AABC0011 | Assembly Packet for 3150 kVA EU Built Core
AABC0012 | Assembly Packet for 630/11/415 Built Core
AABC0013 | Assembly Packet for 800/11/415 Built Core
AABC0014 | Assembly Packet for 1000/11/415 Built Core
AABC0026 | Assembly Packet for 160/33/400 Built Core
AABC0027 | Assembly Packet for 800A 30s 33kV ET Built Core
AABC0034 | Assembly Packet for Multi Step Oval 100/33/415 Built Core Ph1
AABC0046 | Assembly Packet for 5MVA 33/11kV Built core
AABC0056 | Assembly Packet for Multi Step Oval 250/33/415 Built Core Ph1
AABC0072 | Assembly Packet for 1000/33/400 Built Core
AABC0098 | Assembly Packet for 3MVA/33/400 Built core
AABC0101 | Assembly Packet for 500/33/415 Built Core
AABC0102 | Assembly Packet for 33kV 110V NVD Transformer Built Core
AABC0128 | Assembly Packet for 50/33/415 Built Core
AABC0134 | Assembly Packet for 2000/33/11 Built Core
AABC0172 | Assembly Packet for 1500/11/415 Built Core
AABC0201 | Assembly Packet for 5/33 Built Core
AABC0274 | Assembly Packet for 200/11/433 Built Core
AABC0309 | Assembly Packet for 200/11/400 Built Core
AABC0317 | Assembly Packet for 1000/33/480 Built Core
AABC0319 | Assembly Packet for 2500/33/440 Built Core
AABC0322 | Assembly Packet for 1250/11/415 Built Core
AABC0344 | Assembly Packet for 2000/33/415 Built Core
AABC0363 | Assembly Packet for 1000/33/400 Built Core Solar
AABC0371 | Assembly Packet for 1250/33/400 Built Core
AABC0396 | Assembly Packet for 2000/11/3.3 Built Core
AABC0410 | Assembly Packet for 200/33/400 Built Core
AABC0411 | Assembly Packet for 2000/33/3.3 Built Core
AABC0418 | Assembly Packet for 1500/33 Built Core
AABC0421 | Assembly Packet for 800/33/400 Built Core
AABC0429 | Assembly Packet for 2500/33/690 Built Core
AABC0430 | Assembly Packet for 400/33/400 Built Core
AABC0443 | Assembly Packet for 200/33/400 Built Core
AABC0457 | Assembly Packet for 1000kVA 11kV 415V 3� Transformer with On Load Tap Changer and LV Box_ Built Cor
AABC0458 | Assembly Packet for Built Core_630kVA 11kV 415V 3� Transformer for LTLT Solar System
AABC0459 | Assembly Packet for 2600/33/690 Built Core
AABC0464 | Assembly Packet for 1750/33/400 Built Core
AABC0477 | Assembly Packet for 1600/33/400 Built Core
AABC0487 | Assembly Packet for 250/400/220 Built Core
AABC0493 | Assembly Packet for 1500/33/11 Built Core
AABC0494 | Assembly Packet for 2500/33/415 Built Core
AABC0495 | Assembly Packet for 630/33/400 Solar Built Core
AABC0506 | Assembly Packet for 2000/33/415 Built Core
AABC0508 | Assembly Packet for Multi Step Oval 160/33/415 Built Core Ph1
AABC0509 | Assembly Packet for Multi Step Oval 400/33/415 Built Core Ph1
AABC0510 | Assembly Packet for Multi Step Oval 630/33/415 Built Core Ph1
AABC0512 | Assembly Packet for Multi Step Oval 1000/33/415 Built Core Ph1
AABC0523 | Assembly Packet for 1250/33/415 Built Core
AABC0528 | Assembly Packet for 1250/33/800 Built Core
AABC0545 | Assembly Packet for 1000/33/800 Built Core
AABC0547 | Assembly Packet for 1000kVA Core building
AABC0548 | Assembly Packet for 630/33/400 Built Core
AABC0549 | Assembly Packet for 2500/33/690 Built Core
AABC0569 | Assembly Packet for 2000/33/415 Built Core
AABC0572 | Assembly Packet for 2000/33/400 Built Core
AABC0574 | Assembly Packet for 1600/33/415 Core building
AABC0578 | Assembly Packet for Built Core 3500/2500/1000kVA , 6000V/420V/420V, ONAN , Three winding transformer
AABC0594 | Assembly Packet for Multi Step Oval 1000/33/400 Built Core EU
AABC0595 | Assembly Packet for Multi Step Oval 1250/33/400 Built Core EU
AABC0597 | Assembly Packet for Multi Step Oval 2000/33/400 Built Core EU
AABC0598 | Assembly Packet for Multi Step Oval 2500/33/400 Built Core EU
AABC0600 | Assembly Packet for Multi Step Oval 1000/33/415 Built Core EU
AABC0601 | Assembly Packet for Multi Step Oval 1250/33/415 Built Core EU
AABC0602 | Assembly Packet for Multi Step Oval 1600/33/415 Built Core EU
AABC0603 | Assembly Packet for Multi Step Oval 2000/33/415 Built Core EU
AABC0604 | Assembly Packet for Multi Step Oval 2500/33/415 Built Core EU
AABC0605 | Assembly Packet for Multi Step Oval 3150/33/415 Built Core EU
AABC0607 | Assembly Packet for Multi Step Oval 1250/33/690 Built Core EU
AABC0610 | Assembly Packet for Multi Step Oval 2500/33/690 Built Core EU
AABC0613 | Assembly Packet for Multi Step Oval 1250/33/800 Built Core EU
AABC0620 | Assembly Packet for Multi Step Oval 75/33/400 Mozambique
AABC0623 | Assembly Packet for Built Core 1250kVA, 400V/800V, ONAN , Three winding transformer
AABC0679 | Assembly Packet for Multi Step 1600kVA 11kV 400V Ynd11 Transformer Built Core
AABC0680 | Assembly Packet for Multi Step Oval 1500/11/400 Built Core
AABC0694 | Assembly Packet for 33kV 64V NVD Transformer Built Core
AABC0717 | Assembly Packet for Multi Step Oval 1000/33/400 Built Core EU AL
AABC0718 | Assembly Packet for Multi Step Oval 1250/33/400 Built Core EU AL
AABC0720 | Assembly Packet for Multi Step Oval 2000/33/400 Built Core EU AL
AABC0816 | Assembly Packet for Multi Step Oval 2000/11/415 Built Core EU
AABC0884 | Assembly Packet for Multi Step Oval 3150/33/3300 O/D STD EU
AABC0888 | Assembly Packet for Multi Step Oval 2000/33/6300 O/D STD EU
AABC1062 | Assembly Packet for Multi Step Oval 400/33/400 Built Core EU
AABC1066 | Assembly Packet for Multi Step Oval 160/33/415 Built Core EU
AABC1068 | Assembly Packet for Multi Step Oval 400/33/415 Built Core EU
AABC1069 | Assembly Packet for Multi Step Oval 630/33/415 Built Core EU
AABC1070 | Assembly Packet for Multi Step Oval 800/33/415 Built Core EU
AABC1107 | Assembly Packet for Multi Step Oval 1600/11/400 Built Core
AABC1131 | Assembly Packet for Multi Step Oval 4000/33/690 Built Core
AACR0001 | Crimp Links Tinned Copper 10mm2 X 22mm
AACR0002 | Crimp Links Tinned Copper 16mm2 X 44mm
AACR0003 | Crimp Links Tinned Copper 25mm2 X 48mm
AACR0004 | Crimp Links Tinned Copper 70mm2 X 51mm
AACR0005 | Crimp Links Tinned Copper 35mm2 X 48mm
AACR0006 | Crimp Links Tinned Copper 06mm2 X 22mm
AACR0007 | Crimp Links Tinned Copper 25mm2 X 24mm
AACR0012 | Crimp Links Tinned Copper 120mm2 X 65mm
AACR0013 | Crimp Links Tinned Copper 50mm2 X 48mm
AACR0014 | Shark Cable Connector RM_1/200
AACR0015 | Shark Cable Connector RM_2/200
AACR0016 | Shark Cable Connector RT_1/200
AACR0017 | Shark Cable Connector RT_2/100
AACR0018 | Shark Cable Connector R_1/100
AACR0019 | Shark Cable Connector R_2/100
AACR0020 | Shark Cable Connector R_01/200
AACR0021 | Shark Cable Connector RD_1/100
AACR0022 | Shark Cable Connector RD_2/50
AACR0023 | Shark Cable Connector R_1S/100
AACR0024 | Bi Metal Shark Cable Terminal RDO_1/100
AADP0001 | Assembly Packet for 100 - 400kVA Standard O/D Dispatch
AADP0002 | Assembly Packet for 630 - 1000kVA Standard O/D Dispatch
AADP0003 | Assembly Packet for 100 - 1000kVA Standard I/D Dispatch
AADP0027 | Assembly Packet for 800A 30s 33kV ET Dispatch
AADP0046 | Assembly Packet for 5MVA 33/11kV Dispatch
AADP0098 | Assembly Packet for 3MVA/33/400 Dispatch
AADP0134 | Assembly Packet for 2000/33/11 Dispatch
AADP0172 | Assembly Packet for 1500/11/415 Dispatch
AADP0201 | Assembly Packet for 5kVA Dispatch
AADP0224 | Assembly Packet for 1750kVA Dispatch
AADP0253 | Assembly Packet for 1500kVA 33kV 415V Dispatch
AADP0275 | Assembly Packet for 5kVA 33kV Dispatch
AADP0341 | Assembly Packet for 2000/33/415 Dispatch
AADP0344 | Assembly Packet for 2000/33/415 Dispatch
AADP0396 | Assembly Packet for 2000/11/3.3 Dispatch
AADP0408 | Assembly Packet for 3150/11/415 Dispatch
AADP0418 | Assembly Packet for 1500/33 Dispatch
AADP0421 | Assembly Packet for 800/33/400 Dispatch
AADP0459 | Assembly Packet for 2600/33/690 Dispatch
AADP0477 | Assembly Packet for 1600/33/400 Dispatch
AADP0501 | Assembly Packet for 50 - 100kVA Uganda O/D Dispatch
AADP0502 | Assembly Packet for 200 - 500kVA Uganda O/D Dispatch
AADP0506 | Assembly Packet for 2000/33/415 Dispatch
AADP0528 | Assembly Packet for1250kVA O/D TF Dispatch
AADP0543 | Assembly Packet for 2500/33/415 Dispatch
AADP0545 | Assembly Packet for1000kVA O/D TF Dispatch
AADP0547 | Assembly Packet for 1000kVA O/D Dispatch
AADP0549 | Assembly Packet for 2500/33/690 Dispatch
AADP0555 | Assembly Packet for 2000/33/415 Dispatch
AADP0556 | Dispatch Assembly Packet for 2000/33/415 with Cable box
AADP0567 | Dispatch assembly packet of 400 A, 10 Sec, 15kV Earthing Transformer to EEP
AADP0568 | Dispatch assembly packet of 260 A, 10 Sec, 33kV Earthing Transformer to EEP
AADP0572 | Dispatch Assembly Packet for 2000/33/400 OD TF
AADP0574 | Assembly Packet for 1600/33/415 Dispatch
AADP0595 | Assembly Packet for LV Box EN630 (Single) -Type A Dispatch
AADP0597 | Assembly Packet for LV Box EN2000 (Single) -Type A Dispatch
AADP0598 | Assembly Packet for LV Box EN3150 (Single) -Type A Dispatch
AADP0603 | Assembly Packet for Multi Step Oval 2000/33/415 O/D Dispatch EU
AADP0620 | Assembly Packet for 75/33/400 Mozambique Dispatch
AADP0620-P | Assembly Packet for 75/33/400 Mozambique Dispatch-Pallet
AADP0631 | Assembly Packet for 1000/33/400 Dispatch (EU LOSS DESIGN) with LV Cable Box
AADP0632 | Assembly Packet for 1250/33/400 Dispatch (EU LOSS DESIGN) with LV Cable Box
AADP0640 | Assembly Packet for 2000/33/415 O/D Dispatch (EU DESIGN) with LV Cable Box
AADP0647 | Assembly Packet for Multi Step Oval 2500/33/690 O/D Dispatch EU
AADP0680 | Assembly Packet for 1500/11/400 O/D Transformer with HV, LV Cable Boxes and ISD unit
AADP0840 | Assembly Packet for Dispatch Multi Step Oval 2000/11/415 EU with LV Cable Box & Plug in Bushings
AADP0932 | Assembly Packet for Multi Step Oval 3150/33/3300 STD EU with LV Cable Box & Plug in Bushings
AADP1107 | Assembly Packet for 1600/11/400 O/D Transformer with HV, LV Cable Boxes and ISD unit
AADP1131 | Assembly Packet for 4000/33/690 Dispatch
AADP1966 | Assembly Packet for 1000kVA Standard O/D Dispatch with LV cable box
AADT0003 | Parts of 1500kVA 11kV 400V Cast Resin Transformer
AADT0006 | Parts of 1600kVA 33kV 415V AN/AF Dyn 11 Cast Resin Transformer
AALG0001 | Lug 12mm X 50mm
AALG0002 | Lug 10mm X 70mm
AALG0003 | Lug 10mm X 95mm
AALG0004 | Lug 16mm X 8mm
AALG0005 | Lug 08mm X 25mm
AALG0006 | Lug 12mm X 70mm
AALG0007 | Lug 10mm X 25mm
AALG0008 | Lug 10mm X 16mm
AALG0009 | Lug 10mm X 35mm
AALG0010 | cble
AALG0011 | Lug 240mm
AALG0013 | Lug 12mm X 95mm
AALG0014 | Lug 16mm X 240mm
AALG0016 | Lug Bi Metallic DTL-2-95 with two Bolts M8x20mm
AALG0017 | Lug 300
AALG0018 | Lug 400/500
AALG0019 | Lug 6mm X 8mm2
AALG0020 | Flat Crimping Lug 2.5mm2 x 10mm
AALG0024 | Lug 10mm x 150mm
AALG0025 | U Lug 1.5mm2
AALG0026 | Ring Lug 1.5mm2
AALG0027 | Lug Bi Metallic 12mm x 95mm2
AALG0028 | I Lug 1.5mm2
AALG0029 | O Lug 6mm x 1.5mm2
AALG0030 | O Lug 10mm x 1.5mm2
AALG0031 | Lug 10mm X 120mm2
AALG0032 | Lug 12mm X 180mm2
AAOT0001 | Fiber Link 60x60x6mm
AAOT0002 | Fiber Link 60x45x5mm
AAOT0003 | Strapping Seals for 19x0.6mm
AAOT0004 | Strapping Steel 19x0.6mm
AAOT0005 | Cyklop Plastic Strapping (PET Premium) 18.5mm
AAOT0006 | Strapping Steel 32x0.8mm
AAOT0007 | Strapping Seel for 32x0.8mm
AAOT0009-T | Shark Connector
AAOT0010 | Delta Board Support Accessory for CT1975
AAOT0011 | Strapping Steel 19x0.8mm
AAOT0012 | Strapping Seal Push Type Double Notch for 19x0.8mm Strap
AAOT0013 | Strapping Seal Push Type Double Notch for 32x0.8mm Strap
AASG0001 | Busbar Chamber 200A
AASG0002 | Feeder Pillar-6 Way (AI Enclosure)
AASG0003 | Feeder Pillar-8 Way (AI Enclosure)
AASG0004 | Mini Feeder Pillar-8 Way with Fuse (AI Enclosure)
AASS0003 | Assembly Packet for Busbar Chamber 400A-600A
AASS0005 | Assembly Packet for Busbar Chamber 800A
AASS0006 | Assembly Packet for Busbar Chamber 1000A-1250A
AASS0016 | Assembly Packet for Feeder Pillar-6 Way
AASS0017 | Assembly Packet for Feeder Pillar-8 Way
AASS0018 | Assembly Packet for Mini Feeder Pillar-8 way with Fuse
AASS0019 | Assembly Packet for Mini Feeder Pillar-8 Way without fuse
AAST0003 | Stay Rod 990mm & Tie Rod 290mm M12 500/33/415 for CT1928(A)
AAST0004 | Stay Rod 1525mm M18, 1490mm, 1299mm & Tie Rod 391mm M24 3000/33/400 for CT1902
AAST0006 | Stay Rod 1149mm & Tie Rod 275mm M12 1000/33/400 for CT1923 & CT1926
AAST0010 | Lifting Traverse for 100/33
AAST0020 | Stay Rod 1049 mm & Tie Rod 294 mm M12 800/33/400 for CT1910
AAST0028 | Stay Rod 1109mm & Tie Rod 334mm M12 1000/33/400 for CT1860
AAST0041 | Stay Rod 815mm & Tie Rod 278mm M12 400/33/415 for REP190101
AAST0042 | Stay Rod 1076mm & Tie Rod 312mm M16 1000/33/415 for REP190501
AAST0044 | Stay Rod 945mm & Tie Rod 268mm M12 630/33/415 for REP190201
AAST0054 | Stay Rod 1246mm & Tie Rod 285mm M16 1200/33/415 For CT1914
AAST0066 | Stay Rod 1298mm & Tie Rod 355mm M22 1500/33/1100 for CT1962
AAST0070 | Stay Rod 1386mm & Tie Rod 308mm M18 2000/33/415 for CT1919
AAST0074 | Stay Rod 1106mm & Tie Rod 261mm M18 800A/30s for Earthing Transformers
AAST0083 | Stay Rod 1719mm & Tie Rod 498mm M24 5000/33/11 for CT1911
AAST0086 | Stay Rod 1245mm & Tie Rod 316mm M16 1500/33/400kVA for CT1944
AAST0088 | Stay Rod 1273mm & Tie Rod 307mm M16 1000/33/480kVA for CT1844
AAST0089 | Stay Rod 1426mm & Tie Rod 336mm M18 2000/33/415kVA for CT1851
AAST0090 | Stay Rod 1080mm, Stay Rod 1210mm & Tie Rod 349.5mm M16 2000/33/400kVA for CT1857
AAST0091 | Foot for 100/33
AAST0092 | Stay Rod for 100/33
AAST0093 | 100/33 Tie Rod
AAST0094 | Stay Rod 860mm, Stay Rod 780mm & Tie Rod 273mm M12 1000/33/400kVA for CT1854
AAST0095 | Stay Rod 324mm & Tie Rod 194mm M10 100/33/415kVA for RD1902
AAST0096 | Stay Rod 1285mm & Tie Rod 327mm M16 1500/33/400kVA for CT1845
AAST0097 | Stay Rod 1176mm & Tie Rod 292mm M16 1250/11/415kVA for CT1906
AAST0098 | Stay Rod 358mm & Tie Rod 100mm M10 3/110/55 for RD1903
AAST0099 | Stay Rod 967mm & Tie Rod 239mm M12 630/11/400 for CT1907
AAST0100 | Stay Rod 387mm & Tie Rod 239mm M10 250/33/415 for RD1902
AAST0101 | Stay Rod 880mm M16, 1321mm M18 & Tie Rod 371 M16 2600/33/690 for CT1922
AAST0102 | Stay Rod 482mm & Tie Rod 231.5mm M10 200/33/433 for CT1909
AAST0103 | Stay Rod 631 & Tie 253 Rod M10 200/11/400 for CT1925 (A)
AAST0104 | Stay Rod 1296 & Tie Rod 344 M16 2000/11/3300 for CT1925(B)
AAST0105 | Stay Rod 681 & Tie Rod 271 M12 350/3300/415 for CT1920
AAST0106 | Stay Rod 518 & Tie Rod 179 M10 50/400/220 for CT1930
AAST0107 | Stay Rod 917mm,756mm & Tie Rod 259 M12 630/11/415 for RD1901(B)
AAST0108 | Stay Rod 1304mm & Tie Rod 372mm M20 2000/33/11 for CT1916
AAST0109 | Stay Rod 463mm & Tie Rod 134mm M10 16/400/380/160 for RD1905
AAST0110 | Stay Rod 1044mm, 888mm & Tie Rod 256mm M12 1000/11/415 for RD1901(A)
AAST0111 | Stay Rod 525mm & Tie Rod 162mm M10 10/33/110 for CT1928(C)
AAST0112 | Stay Rod 1246m & Tie Rod 333mm M16 1750/33/400 for CT1927
AAST0113 | Stay Rod 1340m & Tie Rod 376mm M16 2500/33/690 for CT1984(C)
AAST0114 | Stay Rod 969 & 800mm & Tie Rod 276mm M12 630/33/400 for CT1963
AAST0115 | Stay Rod 1346mm & Tie Rod 353mm M16 2500/33/415 for CT1988
AAST0118 | Stay Rod 1306 & 1110Mm & Tie Rod 339mm M16 2000/33/415 for CT2003
AAST0119 | Stay Rod 1350mm & Tie Rod 353mm M16 2500/33/415 for CT1935
AAST0120 | Stay Rod 1226 & 1030mm & Tie Rod 294.5mm M16 1250/33/415 for CT1956
AAST0121 | Stay Rod 1750mm & Tie Rod 499mm M24 5000/33/11 for CT1911
AAST0122 | Stay Rod 1346mm & Tie Rod 347mm M16 2500/33/400 for CT1959
AAST0123 | Stay Rod 1305mm & Tie Rod 364mm M20 2000/33/3.3 for CT1948(B)
AAST0124 | Stay Rod 1246mm & Tie Rod 315mm M20 1600/33/400 for CT1966(A)
AAST0125 | Stay Rod 1096mm & Tie Rod 345mm M16 1250/33/800 for CT1970(A)
AAST0126 | Stay Rod 1146mm & Tie Rod 310mm M16 1000/33/800 for CT1978(A) & CT1979(A)
AAST0127 | Stay Rod 1345mm & Tie Rod 353mm M16 2500/33/415 for CT1988
AAST0128 | Stay Rod 949mm, 780mm & Tie Rod 353mm M12 630/33/400 for CT1984(A)
AAST0129 | Stay Rod 1206mm, 980mm & Tie Rod 310.5mm M16 1250/33/800 for CT1985
AAST0131 | 250/33 Tie Rod
AAST0132 | 400/33 Tie Rod
AAST0133 | 630/33 Tie Rod
AAST0134 | 800/33 Tie Rod
AAST0135 | 1000/33 Tie Rod
AAST0136 | 100/11 Tie Rod
AAST0137 | 160/11 Tie Rod
AAST0138 | 250/11 Tie Rod
AAST0139 | 400/11 Tie Rod
AAST0140 | 630/11 Tie Rod
AAST0141 | 800/11 Tie Rod
AAST0142 | 1000/11 Tie Rod
AAST0143 | Stay Rod 626 mm & Tie Rod 227 mm M10 200/11/415 for CT1670
AAST0179 | Stay Rod 999mm, 840mm & Tie Rod 288mm M12 800/33/400 for CT1904
AAST0371 | Stay Rod 1206mm, 1020MM & Tie Rod 315mm M16 1250/33/400 for CT1903
AATF0001 | Built Cores for 100kVA 33kV 415V Transformers
AATF0008 | Cut Cores for 100kVA 33kV 415V Transformers
AATF0009 | Cut Cores for 160kVA 33kV 415V Transformers
AATF0010 | Cut Cores for 250kVA 33kV 415V Transformers
AATF0025 | Active Parts for 5kVA 33kV 415V Transformers
AATF0026 | Active Parts for 1500kVA 33kV 415V Transformers
AATF0027 | Cut Cores for 400kVA 33kV 415V Transformers
AATF0028 | Cut Cores for 630kVA 33kV 415V Transformers
AATF0029 | Cut Cores for 800kVA 33kV 415V Transformers
AATF0030 | Cut Cores for 1000kVA 33kV 415V Transformers
AATF0031 | Cut Cores for 100kVA 11kV 415V Transformers
AATF0032 | Cut Cores for 160kVA 11kV 415V Transformers
AATF0033 | Cut Cores for 250kVA 11kV 415V Transformers
AATF0034 | Cut Cores for 400kVA 11kV 415V Transformers
AATF0035 | Cut Cores for 630kVA 11kV 415V Transformers
AATF0036 | Cut Cores for 800kVA 11kV 415V Transformers
AATF0037 | Cut Cores for 1000kVA 11kV 415V Transformers
AATF0038 | Cut Cores for 250kVA 33kV 415V Transformers -IDECO
AATF0039 | HV Winding for 250kVA 33kV 415V
AATF0040 | Tank for 160kVA 33kV 415V
AATF0041 | Cover Plate for 160kVA 33kV 415V
AATF0042 | HV Winding for 160kVA 33kV 415V
AATF0043 | Active Part 25/33/433
AATK0001 | Assembly Packet for 100/33/415 Standard O/D Tanking
AATK0002 | Assembly Packet for 160/33/415 Standard O/D Tanking
AATK0003 | Assembly Packet for 250/33/415 Standard O/D Tanking
AATK0004 | Assembly Packet for 400/33/415 Standard O/D Tanking
AATK0005 | Assembly Packet for 630/33/415 Standard O/D Tanking
AATK0006 | Assembly Packet for 800/33/415 Standard O/D Tanking
AATK0007 | Assembly Packet for 1000/33/415 Standard O/D Tanking
AATK0008 | Assembly Packet for 100/11/415 Standard O/D Tanking
AATK0009 | Assembly Packet for 160/11/415 Standard O/D Tanking
AATK0010 | Assembly Packet for 250/11/415 Standard O/D Tanking
AATK0011 | Assembly Packet for 400/11/415 Standard O/D Tanking
AATK0012 | Assembly Packet for 630/11/415 Standard O/D Tanking
AATK0013 | Assembly Packet for 800/11/415 Standard O/D Tanking
AATK0014 | Assembly Packet for 1000/11/415 Standard O/D Tanking
AATK0015 | Assembly Packet for 100/11/415 Standard I/D Tanking
AATK0016 | Assembly Packet for 160/11/415 Standard I/D Tanking
AATK0017 | Assembly Packet for 250/11/415 Standard I/D Tanking
AATK0018 | Assembly Packet for 400/11/415 Standard I/D Tanking
AATK0019 | Assembly Packet for 630/11/415 Standard I/D Tanking
AATK0020 | Assembly Packet for 800/11/415 Standard I/D Tanking
AATK0021 | Assembly Packet for 1000/11/415 Standard I/D Tanking
AATK0027 | Assembly Packet for 800A 30s 33kV ET O/D Tanking
AATK0034 | Assembly Packet for Multi Step Oval 100/33/415 O/D Tanking Ph1
AATK0046 | Assembly Packet for 5MVA 33/11kV Tanking
AATK0056 | Assembly Packet for Multi Step Oval 250/33/415 O/D Tanking Ph1
AATK0098 | Assembly Packet for 3MVA/33/400 Tanking
AATK0101 | Assembly Packet for 500/33/415
AATK0102 | Assembly Packet for 33kV 110V NVD Transformer
AATK0128 | Assembly Packet for 50/33/415 Standard O/D Tanking
AATK0134 | Assembly Packet for 2000/33/11 Tanking
AATK0172 | Assembly Packet for 1500/11/415 Tanking
AATK0201 | Assembly Packet for 5/33 Tanking
AATK0202 | Assembly Packet for 5/11 Tanking
AATK0224 | Assembly Packet for 1750/33/400 Tanking
AATK0253 | Assembly Packet for 1500/33/415 Tanking
AATK0274 | Assembly Packet for 200/11/433 O/D Tanking
AATK0275 | Assembly Packet for 5kVA 33kV Tanking
AATK0317 | Assembly Packet for 1000/33/480 Tanking
AATK0322 | Assembly Packet for 1250/11/415 Tanking
AATK0341 | Assembly Packet for 2000/33/415 Tanking
AATK0344 | Assembly Packet for 2000/33/415 Tanking
AATK0365 | Assembly Packet for 2000/33/400 Tanking
AATK0371 | Assembly Packet for 1250/33/400 Tanking
AATK0382 | Assembly Packet for 2000/3.3/415 Tanking Yd1
AATK0396 | Assembly Packet for 2000/11/3.3 Tanking
AATK0401 | Assembly Packet for 160/33/400 AT with HV and LV CB
AATK0408 | Assembly Packet for 3150/11/415 Tanking
AATK0410 | Assembly Packet for 200/33/400 Tanking
AATK0418 | Assembly Packet for 1500/33 Tanking
AATK0421 | Assembly Packet for 800/33/400 O/D Tanking
AATK0429 | Assembly Packet for 2500/33/690 Tanking
AATK0430 | Assembly Packet for 400/33/400 Tanking
AATK0443 | Assembly Packet for 200/33/400 Tanking
AATK0457 | Assembly Packet for 1000kVA 11kV 415V 3� Transformer with On Load Tap Changer and LV Box Tanking
AATK0458 | Assembly Packet for Tanking_630kVA 11kV 415V 3� Transformer for LTLT Solar System
AATK0464 | Assembly packet for Standard 1750/33/400 Tanking
AATK0477 | Assembly packet for Standard 1600/33/400 Tanking
AATK0493 | Assembly Packet for 1500/33/11 Tanking
AATK0494 | Assembly Packet for 2500/33/415 Tanking
AATK0495 | Assembly Packet for 630/33/400 Solar Standard O/D Tanking
AATK0501 | Assembly Packet for 50/33/433 Standard O/D Tanking
AATK0502 | Assembly Packet for 100/33/433 Standard O/D Tanking
AATK0503 | Assembly Packet for 200/33/433 Standard O/D Tanking
AATK0504 | Assembly Packet for 500/33/433 Standard O/D Tanking
AATK0506 | Assembly Packet for 2000/33/415 Tanking
AATK0508 | Assembly Packet for Multi Step Oval 160/33/415 O/D Tanking Ph1
AATK0509 | Assembly Packet for Multi Step Oval 400/33/415 O/D Tanking Ph1
AATK0510 | Assembly Packet for Multi Step Oval 630/33/415 O/D Tanking Ph1
AATK0511 | Assembly Packet for Multi Step Oval 800/33/415 O/D Tanking Ph1
AATK0512 | Assembly Packet for Multi Step Oval 1000/33/415 O/D Tanking Ph1
AATK0523 | Assembly Packet for 1250/33/415 Tanking
AATK0528 | Assembly Packet for 1250/33/800 Standard O/D Tanking
AATK0529 | Assembly Packet for 400/11/415 Special Tanking
AATK0531 | Assembly Packet for Multi Step Oval 100/33/415 O/D Tanking Ph2
AATK0532 | Assembly Packet for Multi Step Oval 160/33/415 O/D Tanking Ph2
AATK0533 | Assembly Packet for Multi Step Oval 250/33/415 O/D Tanking Ph2
AATK0534 | Assembly Packet for Multi Step Oval 400/33/415 O/D Tanking Ph2
AATK0535 | Assembly Packet for Multi Step Oval 630/33/415 O/D Tanking Ph2
AATK0536 | Assembly Packet for Multi Step Oval 800/33/415 O/D Tanking Ph2
AATK0537 | Assembly Packet for Multi Step Oval 1000/33/415 O/D Tanking Ph2
AATK0543 | Assembly Packet for 2500/33/415 Tanking
AATK0545 | Assembly Packet for 1000/33/800 Standard O/D Tanking
AATK0547 | Assembly Packet for 1000/33 O/D Tanking
AATK0549 | Assembly Packet for 2500/33/690 Tanking
AATK0555 | Assembly Packet for 2000/33/415 Tanking
AATK0567 | assembly packet for Tanking of 400 A, 10 Sec, 15kV Earthing Transformer to EEP
AATK0568 | assembly packet for Tanking of 260 A, 10 Sec, 33kV Earthing Transformer to EEP
AATK0569 | Assembly Packet for 2000/33/415 Tanking
AATK0572 | Assembly Packet for 2000/33/400 Tanking
AATK0574 | Assembly Packet for 1600/33/415 Tanking
AATK0578 | Assembly Packet for Tanking 3500/2500/1000kVA , 6000V/420V/420V, ONAN , Three winding transformer
AATK0580 | Assembly Packet for Multi Step Oval 100/11/415 O/D Tanking PH2
AATK0581 | Assembly Packet for Multi Step Oval 160/11/415 O/D Tanking PH2
AATK0582 | Assembly Packet for Multi Step Oval 250/11/415 O/D Tanking PH2
AATK0583 | Assembly Packet for Multi Step Oval 400/11/415 O/D Tanking PH2
AATK0584 | Assembly Packet for Multi Step Oval 630/11/415 O/D Tanking PH2
AATK0586 | Assembly Packet for Multi Step Oval 1000/11/415 O/D Tanking PH2
AATK0587 | Assembly Packet for Multi Step Oval 100/11/415 I/D Tanking PH2
AATK0588 | Assembly Packet for Multi Step Oval 160/11/415 I/D Tanking PH2
AATK0589 | Assembly Packet for Multi Step Oval 250/11/415 I/D Tanking PH2
AATK0590 | Assembly Packet for Multi Step Oval 400/11/415 I/D Tanking PH2
AATK0591 | Assembly Packet for Multi Step Oval 630/11/415 I/D Tanking PH2
AATK0592 | Assembly Packet for Multi Step Oval 800/11/415 I/D Tanking PH2
AATK0593 | Assembly Packet for Multi Step Oval 1000/11/415 I/D Tanking PH2
AATK0594 | Assembly Packet for Multi Step Oval 1000/33/400 O/D Tanking EU
AATK0595 | Assembly Packet for Multi Step Oval 1250/33/400 O/D Tanking EU
AATK0596 | Assembly Packet for Multi Step Oval 1600/33/400 O/D Tanking EU
AATK0597 | Assembly Packet for Multi Step Oval 2000/33/400 O/D Tanking EU
AATK0598 | Assembly Packet for Multi Step Oval 2500/33/400 O/D Tanking EU
AATK0600 | Assembly Packet for Multi Step Oval 1000/33/415 O/D Tanking EU
AATK0601 | Assembly Packet for Multi Step Oval 1250/33/415 O/D Tanking EU
AATK0603 | Assembly Packet for Multi Step Oval 2000/33/415 O/D Tanking EU
AATK0604 | Assembly Packet for Multi Step Oval 2500/33/415 O/D Tanking EU
AATK0605 | Assembly Packet for Multi Step Oval 3150/33/415 O/D Tanking EU
AATK0612 | Assembly Packet for Multi Step Oval 1000/33/800 O/D Tanking EU
AATK0613 | Assembly Packet for Multi Step Oval 1250/33/800 O/D Tanking EU
AATK0620 | Assembly Packet for Multi Step Oval 75/33/400 Mozambique
AATK0623 | Assembly Packet for Tanking 1250kVA, 400V/800V, ONAN , Three winding transformer
AATK0679 | Assembly Packet for Multi Step 1600kVA 11kV 400V Ynd11 I/D Transformer Tanking
AATK0680 | Assembly Packet for Multi Step Oval 1500/11/400 O/D with LV,HV cable boxes & ISD unit Tanking
AATK0685 | Assembly Packet for 2000/3.3/440 Tanking Dyn1
AATK0717 | Assembly Packet for Multi Step Oval 1000/33/400 O/D Tanking EU AL
AATK0718 | Assembly Packet for Multi Step Oval 1250/33/400 O/D Tanking EU AL
AATK0720 | Assembly Packet for Multi Step Oval 2000/33/400 O/D Tanking EU AL
AATK0736 | Assembly Packet for Multi Step Oval 1250/33/690 O/D Tanking EU AL
AATK0742 | Assembly Packet for Multi Step Oval 1250/33/800 O/D Tanking EU AL
AATK0813 | Assembly Packet for Multi Step Oval 1000/11/415 O/D Tanking EU
AATK0840 | Assembly Packet for Multi Step Oval 2000/11/415 Tanking EU with LV Cable Box & Plug in Bushings
AATK0932 | Assembly Packet for Multi Step Oval 3150/33/3300 STD EU with LV Cable Box & Plug in Bushings
AATK1062 | Assembly Packet for Multi Step Oval 400/33/400 O/D Tanking EU
AATK1065 | Assembly Packet for Multi Step Oval 100/33/415 O/D Tanking EU
AATK1066 | Assembly Packet for Multi Step Oval 160/33/415 O/D Tanking EU
AATK1067 | Assembly Packet for Multi Step Oval 250/33/415 O/D Tanking EU
AATK1068 | Assembly Packet for Multi Step Oval 400/33/415 O/D Tanking EU
AATK1069 | Assembly Packet for Multi Step Oval 630/33/415 O/D Tanking EU
AATK1070 | Assembly Packet for Multi Step Oval 800/33/415 O/D Tanking EU
AATK1101 | Assembly Packet for Multi Step Oval 100/11/415 O/D Tanking EU
AATK1102 | Assembly Packet for Multi Step Oval 160/11/415 O/D Tanking EU
AATK1103 | Assembly Packet for Multi Step Oval 250/11/415 O/D Tanking EU
AATK1104 | Assembly Packet for Multi Step Oval 400/11/415 O/D Tanking EU
AATK1105 | Assembly Packet for Multi Step Oval 630/11/415 O/D Tanking EU
AATK1107 | Assembly Packet for Multi Step Oval 1600/11/400 O/D with LV,HV cable boxes & ISD unit Tanking
AATK1131 | Assembly Packet for Multi Step Oval 4000/33/690 O/D Tanking
AATK1137 | Assembly Packet for Multi Step Oval 630/33/433 O/D Tanking
AATK1976 | Assembly Packet for 2000/33/415 with plug-in type bushing Tanking
AATK2000 | Assembly Packet for Multi Step Oval 1000/33/415 O/D Tanking EU Sample
AATT0001 | 100/11 TFST
AATT0002 | 100/33 TFST
AATT0003 | 160/11 TFST
AATT0004 | 160/33 TFST
AATT0005 | 250/11 TFST
AATT0006 | 250/33 TFST
AATT0007 | 400/11 TFST
AATT0008 | 400/33 TFST
AATT0009 | 630/11 TFST
AATT0010 | 630/33 TFST
AATT0011 | 800/11 TFST
AATT0012 | 800/33 TFST
AATT0013 | 1000/11 TFST
AATT0014 | 1000/33 TFST
ACBS0001 | Pressure Relief Valve Boss
ACBS0002 | Oil Level Pipe 200mm
ACBS0003 | Oil Level Pipe 400mm
ACBS0004 | Oil Level Pipe 85mm
ACBS0005 | Thermometer Pocket 1/2"
ACBS0008 | Thermowell Threaded 3/4" 195mm Long
ACBS0021 | Thermowell Threaded 1" 127mm Long
ACBS0024 | Pressure Relief Valve Boss 1'' BSP Threaded - 250mm Long
ACBS0025 | Thermowell Threaded 3/4" 170mm Long
ACBU0001 | LV Bushing Outdoor 1kV 250A EN Standard
ACBU0002 | LV Bushing Outdoor 1kV 630A EN Standard
ACBU0003 | HV Bushing Indoor 12kV/250A DIN Standard 9722-1M
ACBU0004 | LV Bushing Outdoor 1kV 1250A EN Standard
ACBU0005 | LV Bushing Outdoor 1kV 2000A EN Standard
ACBU0006 | LV Bushing Outdoor 1kV 3150A EN Standard
ACBU0007 | HV Bushing Outdoor 10kV 250A DIN Standard 10NF250 CD=305mm
ACBU0008 | HV Bushing Outdoor 20kV 250A DIN Standard 20NF250 CD=450mm
ACBU0009 | HV Bushing Outdoor 30kV 250A DIN Standard 30NF250 CD =720m
ACBU0010 | HV Bushing Outdoor 40kV 250A DIN Standard
ACBU0011 | HV Bushing Outdoor 36kV 250A CD=1320mm (EN Standard)
ACBU0012 | HV Bushing Plug -in Type 12kV 250A Interface A L= 189
ACBU0013 | HV Bushing Plug-In Type 36kV 400A Interface B L=243
ACBU0014 | HV Bushing Outdoor 12kV 630A P3 Type 6 with Lower Brass Bolt & Arcing Horns EN Standard
ACBU0015 | HV Bushing Plug-in Type 24kV 250A Interface B PPS 24/250
ACBU0016 | HV Bushing Plug - in 36kV 250A Interface B L= 240mm
ACBU0017 | HV Bushing Outdoor 52kV 250A DIN Standard CD1100
ACBU0018 | HV Bushing Indoor 36kV 250A (B9724-6M)
ACBU0019 | Cast Resin LV Bushing 1.1kV 1775A Type D 63x12.5x490 & 375
ACBU0020 | HV Bushing Outdoor 30kV 250A DIN CD 950
ACBU0021 | Cast Resin LV Bushing 1.1kV 1775A Type H 63x12.5x605 & 490
ACBU0023 | HV Bushing Outdoor 12kV 250A CD=372mm BIL=95kV
ACBU0025 | HV Bushing Outdoor 36kV 250A CD=1116mm BIL=200kV High Neck=140mm
ACBU0026 | HV Bushing Outdoor 36kV 250A CD=1116mm BIL=200kV
ACBU0027 | Cast Resin LV Bushing 1.1kV 1700A Type E 63x12.5x490
ACBU0028 | LV Bushing Outdoor 1kV 630A - Special Projects
ACBU0030 | HV Bushing Plug-in Type 12kV 630A Interface C L=333 (EN50180)
ACBU0031 | HV Bushing Indoor 12kV/630A (CBB0003)
ACBU0035 | HV Bushing Outdoor 30kV 250A DIN Standard 30NF250 CD=990mm
ACBU0036 | HV Bushing Outdoor 20kV 250A DIN Standard 20NF250 CD=500mm
ACBU0039 | LV Bushing Outdoor 630A DIN Standard DT630
ACBU0040 | HV Bushing Outdoor 24kV 250A CD=605mm LI=95kV Double Arc Gap for CT1909
ACBU0041 | LV Bushing Outdoor 630A EN Standard DT630 for CT1909
ACBU0042 | HV Bushing Outdoor Polymer Type 36kV 250A V1 Type 4 CD =1175mm EN Standard
ACBU0044 | HV Bushing Outdoor 30kV 250A P-3 Type 4 CD =900mm EN Standard - Comemde
ACBU0045 | HV Bushing Outdoor 10kV 250A P-4 Type 2 CD=372mm EN Standar - Comemde
ACBU0046 | HV Bushing Outdoor 30kV 250A P-4 Type 5 LI=200kV CD =1116mm EN Standard with Arcing Horns- Comemde
ACBU0047 | HV Bushing Outdoor 36kV 250A (ABBR-B7873-1M-6)
ACBU0048 | LV Bushing Outdoor 1000A DIN Standard DT1000
ACBU0049 | LV Bushing Outdoor 2000A DIN Standard DT2000
ACBU0051 | HV Bushing Plug-in Type 36kV 630A Interface C with ring Clamp Kit
ACBU0052 | HV Bushing Outdoor 50kV 1000A CD = 1430mm EN Standard - Comemde
ACBU0053-T | HV Bushing Outdoor 36kV 250A P-4 Type 5 LI=170kV CD =1116mm EN Standard - Comemde
ACBU0054-T | HV Bushing Outdoor 24kV 250A P-3 Type 3 LI=125kV CD =600mm EN Standard - Comemde
ACBU0055 | LV Bushing Outdoor 250A EN Standard DT250 without Flag
ACBU0055-T | LV Bushing Outdoor 250A EN Standard DT250 without Flag & with Nut Washer for Assembly
ACBU0056-T | HV Bushing Outdoor 30kV 250A P-4 Type 5 LI=170kV CD=1116mm Shank 120mm EN Standard with Arcing Horns
ACBU0057 | LV Bushing Outdoor 630A EN Standard DT630 without Flag
ACBU0058 | LV Bushing Outdoor 630A EN Standard DT630 CD=89mmfor Qatar
ACCP0001 | Thermometer Pocket Cap 1/2" GI
ACCP0002 | End Cap Green 70 mm2
ACCP0004 | Cap Galvanized 1/2"
ACCP0006 | Brass End Cap 3/4" BSP Threaded
ACCP0010 | End Cap Green 90 mm2
ACCP0011 | Brass End Cap 1" BSP Threaded
ACCP0012 | Drain Valve NW22 End Cap (Part c)
ACCP0013 | Brass End Cap for DIN50 Gate Valve
ACCP0014 | Brass End Cap 1/2" BSP Threaded
ACCP0015 | SS End Cap G1/2" with Teflon Gasket
ACCP0016 | Oil Drain Valve NW 31 DinType
ACFG0001 | DT250 Four Hole Bushing flag
ACFG0001
ACFG0002 | Single Hole Bushing Flag with SS Bolt and Washer
ACFG0004 | Additional Accessory Set for DT1000
ACFG0010 | DT630 Four Hole Bushing flag
ACFG0011 | DT1000 Four Hole Bushing flag
ACFG0012 | DT2000 Four Hole Bushing flag
ACFG0013 | DT3150 Four Hole Bushing flag
ACFG0014 | Expansion Cable Connectors
ACGK0001 | Gasket Complete DT3150 - EN Type
ACGK0002 | Gasket Ruber Drain Valve NW31 (Part D)
ACGK0004 | Gasket Ruber Drain Valve NW22 (Part D)
ACGK0005 | Pressure Relief Valve AMORIM Cork Packing
ACGK0006 | Gasket Complete DT630 - EN Type
ACGK0007 | O Ring R16 for 30KV 30A 5Pos L=100mm
ACGK0008 | Gasket Complete DT1000 - EN Type
ACGK0010 | Gasket Complete DT250 - EN Type
ACGK0011 | Gasket Complete DT2000 - EN Type
ACGK0012 | Ring Gasket for 30NF250
ACGK0014 | O Ring R8 for 30KV 30A 5Pos L=100mm
ACGK0015 | O Ring R11 for 30KV 30A 5Pos L=131mm
ACGK0016 | O Ring R20 for 30KV 30A 5Pos L=131mm
ACGK0017 | Gasket Complete 30NF250 - EN Type
ACGK0018 | Gasket NBR for Radiator Throttle Valve
ACGK0019 | Gasket Complete 52NF250 - TD1120 9mm x 135mm x 180mm
ACGK0020 | Cork Gasket Set for B9724-6M Bushings
ACGK0021 | Cork Gasket for DT250 Bushing
ACGK0022 | Cork Gasket for DT630 Bushing
ACGK0023 | Cork Gasket for DT1000 Bushing
ACGK0024 | Cork Gasket for DT2000 Bushing
ACGK0025 | Cork Gasket for DT3150 Bushing
ACGK0026 | Gasket Set for 10NF630 Bushing
ACGK0028 | Cork Gasket for 30NF250 CD=720mm Bushing
ACGK0030 | Cork Packing for Oil Level Indicator 803-1
ACGK0033 | Gasket Complete Set DT3150 - DIN Type
ACGK0034 | Gasket Complete Set DT250 - DIN Type
ACGK0035 | Gasket Complete Set DT630 - DIN Type
ACGK0036 | Gasket Complete Set DT1000 - DIN Type
ACGK0037 | Gasket Complete Set DT2000 - DIN Type
ACGK0039 | Rubber Gasket (ACM) for 100kVA 33kV 415V 888(L)x420(B)x10(T)x12(H)mm
ACGK0040 | Rubber Gasket (ACM) for 160kVA 33kV 415V 973(L)x439(B)x10(T)x12(H)mm
ACGK0041 | Cork Gasket Cut to Size (Amorim TD1120 8mm) for 100kVA/33 kV
ACGK0042 | Cork Gasket Cut to Size (Amorim TD1120 8mm) for 160kVA/33 kV
ACGK0043 | Rubber Gasket (ACM) for 250kVA 33kV 415V 1062(L)x477(B)x10(T)x12(H)mm
ACGK0044 | Rubber Gasket (ACM) for 400kVA 33kV 415V 1201(L)x527(B)x10(T)x12(H)mm
ACGK0045 | Rubber Gasket (ACM) for 630kVA 33kV 415V 1355(L)x575(B)x14(T)x14(H)mm
ACGK0046 | Rubber Gasket (ACM) for 800kVA 33kV 415V 1330(L)x585(B)x14(T)x14(H)mm
ACGK0047 | Rubber Gasket (ACM) for 1000kVA 33kV 415V 1342(L)x602(B)x14(T)x14(H)mm
ACGK0048 | Rubber Gasket (ACM) for 100kVA 11kV 415V 778(L)x358(B)x10(T)x12(H)mm
ACGK0049 | Rubber Gasket (ACM) for 160kVA 11kV 415V 854(L)x389(B)x10(T)x12(H)mm
ACGK0050 | Rubber Gasket (ACM) for 250kVA 11kV 415V 958(L)x417(B)x10(T)x12(H)mm
ACGK0051 | Rubber Gasket (ACM) for 400kVA 11kV 415V 1077(L)x473(B)x10(T)x12(H)mm
ACGK0052 | Rubber Gasket (ACM) for 630kVA 11kV 415V 1130(L)x520(B)x14(T)x14(H)mm
ACGK0053 | Rubber Gasket (ACM) for 800kVA 11kV 415V 1330(L)x585(B)x14(T)x14(H)mm
ACGK0054 | Rubber Gasket (ACM) for 1000kVA 11kV 415V 1342(L)x602(B)x14(T)x14(H)mm
ACGK0055 | Cork Gasket Cut to Size (Amorim TD1120 9mm) for 100kVA/33 kV
ACGK0056 | Cork Gasket Cut to Size (Amorim TD1120 9mm) for 160kVA/33 kV
ACGK0057 | Cork Gasket Cut to Size (Amorim TD1120 9mm) for 250kVA/33 kV
ACGK0058 | Cork Gasket Cut to Size (Amorim TD1120 9mm) for 400kVA/33 kV
ACGK0059 | Cork Gasket Cut to Size (Amorim TD1120 9mm) for 630kVA/33 kV
ACGK0060 | Cork Gasket Cut to Size (Amorim TD1120 9mm) for 800kVA/33 kV
ACGK0061 | Cork Gasket Cut to Size (Amorim TD1120 9mm) for 1000kVA/33 kV
ACGK0063 | Cork Gasket Cut to Size (Amorim TD1120 6mm) for 100/33/415 Ph1
ACGK0064 | Cork Gasket Cut to Size (Amorim TD1120 6mm) for 160/33/415 Ph1
ACGK0065 | Cork Gasket Cut to Size (Amorim TD1120 6mm) for 250/33/415 Ph1
ACGK0066 | Cork Gasket Cut to Size (Amorim TD1120 6mm) for 400/33/415 Ph1
ACGK0067 | Cork Gasket Cut to Size (Amorim TD1120 6mm) for 630/33/415 Ph1
ACGK0068 | Cork Gasket Cut to Size (Amorim TD1120 6mm) for 800/33/415 Ph1
ACGK0069 | Cork Gasket Cut to Size (Amorim TD1120 6mm) for 1000/33/415 Ph1
ACGK0070 | Cork Gasket Cut to Size 8mm for 100/33/415 Ph2
ACGK0071 | Cork Gasket Cut to Size 8mm for 160/33/415 Ph2
ACGK0072 | Cork Gasket Cut to Size 8mm for 250/33/415 Ph2
ACGK0073 | Cork Gasket Cut to Size 8m for 400/33/415 Ph2
ACGK0074 | Cork Gasket Cut to Size 8mm for 630/33/415 Ph2
ACGK0075 | Cork Gasket Cut to Size 8mm for 800/33/415 Ph2
ACGK0076 | Cork Gasket Cut to Size 8mm for 1000/33/415 Ph2
ACGK0077 | Cork Gasket Cut to Size (Amorim TD1120 8mm) for 100/11/415
ACGK0078 | Cork Gasket Cut to Size (Amorim TD1120 8mm) for 160/11/415
ACGK0079 | Cork Gasket Cut to Size (Amorim TD1120 8mm) for 250/11/415
ACGK0080 | Cork Gasket Cut to Size (Amorim TD1120 8mm) for 400/11/415
ACGK0081 | Cork Gasket Cut to Size (Amorim TD1120 8mm) for 630/11/415
ACGK0082 | Cork Gasket Cut to Size (Amorim TD1120 8mm) for 800/11/415
ACGK0083 | Cork Gasket Cut to Size (Amorim TD1120 8mm) for 1000/11/415
ACGK0084 | Cork Gasket Cut to Size Set (Amorim TD1049) for 260A 10s 33kV ET
ACGK0084-T | Cork Gasket Cut to Size Set (Amorim TD1120) for 260A 10s 33kV ET
ACGK0085 | Cork Gasket Cut to Size Set (Amorim TD1120) for 400A 10s 15kV ET
ACGK0085-T | Cork Gasket Cut to Size Set (Amorim TD1120) for 400A 10s 15kV ET
ACGK0086 | Cork Gasket (TD1120) for 30kV 250A CD=900mm Bushing Comemde 93x74x8mm
ACGK0087 | Cork Gasket 6mm (TD1120) for 12kV 630A P3 CD=300mm Bushing Comemde
ACGK0088 | Cork Gasket Cut to Size Set 6mm for 160kVA-630kVA 11kV Indoor
ACGK0089 | Cork Gasket Cut to Size Set 8mm for 800kVA-1000kVA 11kV Indoor
ACGK0090-D | Cork Gasket Cut to Size Set 6mm & 4mm for DT2000-I
ACGK0091-D | Cork Gasket Cut to Size Set 6mm & 4mm for DT2000-II
ACGK0092-D | Cork Gasket Cut to Size Set 6mm & 4mm for DT3150-I
ACGK0093-D | Cork Gasket Cut to Size Set 6mm & 4mm for DT3150-II
ACGK0094 | Cork Gasket Cut to Size (Amorim TD1120 8mm) for 5/11/240
ACGK0095 | Cork Gasket Cut to Size 8mm for 5/33/240
ACGK0096 | Cork Gasket Cut to Size (Amorim TD1120 8mm) for 5000/33/11 New
ACGK0097 | Cork Gasket Cut to Size (Amorim TD1120 8mm) for 5000/33/11 Old
ACGK0098-D | Cork Gasket Cut to Size Set 6mm & 4mm for EN1250
ACGK0099-D | Cork Gasket Cut to Size Set (Amorim TD1120 6mm & 4mm) for 1700A Mono Block
ACGK0100-D | Cork Gasket Cut to Size Set (Amorim TD1120 4mm, 6mm & 8mm) for 2500/6/420
ACGK0101-D | Cork Gasket Cut to Size Set (Amorim TD1120 4mm, 6mm & 8mm) for 3000/6.3/400
ACGK0102-D | Cork Gasket Cut to Size Set (Amorim TD1120 6mm & 4mm) for DT3150-II Type B
ACGK0103-D | Cork Gasket Cut to Size Set (Amorim TD1120 6mm) for HV Cable Box Plug in Type L610
ACGK0104-D | Cork Gasket Cut to Size Set 6mm for HV Cable Box Plug in Type B4 L510
ACGK0107-D | Cork Gasket Cut to Size Set 6mm & 4mm for Cable Box with 12kV 630A Indoor Bushings (CBB0003)
ACGK0108-D | Cork Gasket Cut to Size Set 6mm & 4mm for DT2000-II Special with 6 Holes
ACGK0110 | NBR J Gasket for 1kV 250A ACBU0055-T
ACGK0127 | Cork Gasket Cut to Size Set for 800A 30s 33kV Standard ET
ACGK0132 | Cork Gasket Cut to Size (Amorim TD1120 8mm) for 950/33/1000
ACGK0133 | Cork Gasket Cut to Size 8mm for 10kVA 33kV 110V NVD Transformer
ACGK0134 | Cork Gasket Cut to Size (Amorim TD1120 8mm) for 2000/33/11
ACGK0135 | Cork Gasket Cut to Size for 5000/33/11 Conservator
ACGK0201 | Cork Gasket Cut to Size 8mm for 5/33/240 Type B
ACGK0376 | Cork Gasket Cut to Size (Amorim TD1120 8mm) for 1000/33/415 LV Bus Duct Fixing Box CT2080
ACGK0382 | Cork Gasket Cut to Size (Amorim TD1120 8mm) for 2000/3.3/415 CT2035
ACGK0578 | Cork Gasket Cut to Size (Amorim TD1120 8mm) for 3500kVA CT2017
ACGK0580 | Cork Gasket Cut to Size 8mm for 100/11/415 Ph2
ACGK0581 | Cork Gasket Cut to Size 8mm for 160/11/415 Ph2
ACGK0582 | Cork Gasket Cut to Size 8mm for 250/11/415 Ph2
ACGK0583 | Cork Gasket Cut to Size 8mm for 400/11/415 Ph2
ACGK0584 | Cork Gasket Cut to Size 8mm for 630/11/415 Ph2
ACGK0585 | Cork Gasket Cut to Size 8mm for 800/11/415 Ph2
ACGK0586 | Cork Gasket Cut to Size 8mm for 1000/11/415 Ph2
ACGK0595 | Cork Gasket Cut to Size (Amorim TD1120 8mm) for 1250/33/400 & 800 EU
ACGK0595-D | Cork Gasket Cut to Size 8mm for 1250/33/400 & 800 EU
ACGK0596-D | Cork Gasket Cut to Size 8mm for 1600/33/400 EU
ACGK0597-D | Cork Gasket Cut to Size 8mm for 2000/33/400 415 & 800 EU
ACGK0598 | Cork Gasket Cut to Size (Amorim TD1120 8mm) for 2500/33/400 415 & 800 EU
ACGK0598-D | Cork Gasket Cut to Size 8mm for 2500/33/400 415 & 800 EU
ACGK0600-D | Cork Gasket Cut to Size 8mm for 1000/33/415 EU
ACGK0601-D | Cork Gasket Cut to Size 8mm for 1250/33/415 1000/33/400 & 800 EU
ACGK0605-D | Cork Gasket Cut to Size (Amorim TD1120 8mm) for 3150/33/400,415,690 & 800 2500/33/690 EU
ACGK0620-T | ACM Flange Gasket Cut to Size 8mm for 75/33/400 for CT2020
ACGK0621-D | Cork Gasket Cut to Size (Amorim TD1120 8mm) for 200/11/400 CT2031
ACGK0623 | Cork Gasket Cut to Size (Amorim TD1120 8mm) for 1250/33/400 & 800 RD2006
ACGK0680-D | Cork Gasket Cut to Size 8mm for 1500/11/400 EU Loss Design
ACGK0685-D | Cork Gasket Cut to Size (Amorim TD1120 8mm & 6mm) for 2000/33/440 CT2057
ACGK0687 | Cork Gasket Cut to Size (Amorim TD1120 8mm) for 160/33/415 RD2009
ACGK0707 | Cork Gasket Cut to Size (Amorim TD1120 8mm) for 5000/33/11 Bladder Type
ACGK0717-D | Cork Gasket Cut to Size 8mm for 1000/33/400 EU AL
ACGK0718-D | Cork Gasket Cut to Size 8mm for 1250/33/400 AEU
ACGK0720-D | Cork Gasket Cut to Size 8mm for 2000/33/400 AEU Loss Design
ACGK0736-D | Cork Gasket Cut to Size 8mm & 6mm for 1000- 1250kVA Common EU AL Winding
ACGK0813 | Cork Gasket Cut to Size (Amorim TD1120 8mm) for 1000/11/415 EU
ACGK0816-D | Cork Gasket Cut to Size (Amorim TD1120 8mm) for 2000/11/415 EU Loss Design
ACGK0884-D | Cork Gasket Cut to Size 8mm for 3150/33/3300 EU Loss Design
ACGK0888-D | Cork Gasket Cut to Size (Amorim TD1120 8mm) for 2000/33/6300 EU Loss Design
ACGK0890-D | Cork Gasket Cut to Size (Amorim TD1120 8mm) for 3150/33/6300 EU Loss Design
ACGK1062-D | Cork Gasket Cut to Size (Amorim TD1120 8mm) for 400/33/400 EU
ACGK1065 | Cork Gasket Cut to Size (Amorim TD1120 8mm) for 100 & 160/33/415 EU
ACGK1067 | Cork Gasket Cut to Size (Amorim TD1120 8mm) for 250/33/415 EU
ACGK1068 | Cork Gasket Cut to Size (Amorim TD1120 8mm) for 400/33/415 EU
ACGK1069 | Cork Gasket Cut to Size (Amorim TD1120 8mm) for 630/33/415 EU
ACGK1070 | Cork Gasket Cut to Size 8mm for 800/33/415 EU
ACGK1101 | Cork Gasket Cut to Size 8mm for 100/11/415 EU
ACGK1102 | Cork Gasket Cut to Size 8mm for 160/11/415 EU
ACGK1103 | Cork Gasket Cut to Size 8mm for 250/11/415 EU
ACGK1104 | Cork Gasket Cut to Size 8mm for 400/11/415 EU
ACGK1105 | Cork Gasket Cut to Size 8mm for 630/11/415 EU
ACGK1106 | Cork Gasket Cut to Size 8mm for 800/11/415 EU
ACGK1107-D | Cork Gasket Cut to Size 8mm for 1600/11/400 EU Loss Design
ACGK1131-D | Cork Gasket Cut to Size (Amorim TD1120 8mm) for 4000/33/690 EU Loss Design
ACGK2000 | Cork Gasket Cut to Size (Amorim TD1120 8mm) for 1000/33/415 EU
ACIN0001 | Winding Temp. Indicator WTI 3540116X6, X=TD 76, TD 119-5, IP 54, G3/4"
ACIN0002 | RIS2 Integrated Safety Detector complete set with fixing device (ISD Unit)
ACIN0003 | Bucholz Relay EE1-MA (EE25-MA)
ACIN0004 | Oil Level Indicator Prismatic Medium 6 Hole SS
ACIN0004-T | Oil Leval Indicator Prismatic Medium 6 Hole SS
ACIN0005 | Oil Leval Indicator Prismatic Large 8 Hole Aluminium
ACIN0007 | Oil Level Indicator 803-1
ACIN0008 | Thermometer with Contact Bi Metal 35133
ACIN0009 | Silica Gel Breathers 1kg - Form A
ACIN0010 | Silica Gel 1kg Packet
ACIN0011 | Winding Temperature Direct Measurement Unit 405-16-SP-0
ACIN0012 | Oil Level Indicator Prismatic - Small L: 132mm
ACIN0013 | Bucholz Relay (Gas Actuated Relay) EE2-MA
ACIN0014 | Bucholz Relay Model GOR1M - Size 1" (25mm)
ACIN0014-T | Bucholz Relay Model GOR1M - Size 1" (25mm)
ACIN0015 | Oil Temperature Indicator MT-ST160SK/TT/2/3m
ACIN0016 | Bimetal Thermometer with 2 Contacts TEK-16 G1"
ACIN0017 | Vertical Oil Level Indicator R1" with O-ring L=185mm
ACIN0017-T | Vertical Oil Level Indicator R1" with O-ring L1=140mm
ACIN0018 | Oil Level Indicator with contacts SO6-2ATMS (LL)
ACIN0019 | Winding Temperature Indicator RWTI Pt100 with Duplex Sensor and Thermometer Pocket for CT1958 ET
ACIN0020 | Oil Level Indicator with Brass Protective Shield
ACIN0021 | Oil Temperature Indicator ROTI Pt100 with Duplex Sensor and Pocket
ACIN0022 | Gas Sampling Device RG3.3 for EE2-MA
ACIN0024 | Vertical Oil Level Indicator R1" with O-ring - 1 phase L=227mm
ACIN0026 | Oil Level Indicator with contacts SO-4 - 100mm
ACIN0028 | Silica Gel Breathers 1kg - Form C
ACIN0029 | WindingTemperature Indicator MT-STW160F2/2/3m
ACIN0030 | Winding Temperature Transmitter (Thermometer Pocket) ZT-F2.1 Pt100
ACIN0031 | Bimetal Thermometer with 2 Contacts TEKA-16 G3/4"
ACIN0031-T | Bimetal Thermometer with 2 Contacts TEKA-16 G3/4"
ACIN0032 | Silica Gel Breathers 2kg
ACIN0033 | Winding Temp. Indicator WTI 3540112X6, X=TD 50, IP 54, G3/4"
ACIN0036 | Oil Level Indicator with contacts SO6-2(LL)
ACIN0037 | Silica Gel Breathers 1kg - Form B
ACIN0038 | Oil Temperature Indicator OTI 3420112X6
ACIN0039 | Electronic Polyphase Meter (AS3500) 3 Phase CT Meter Class 0.5s
ACIN0040 | RF Communication Modules AM660
ACIN0041 | Winding Temp. Indicator WTI 3540112X6, X=TD111, TD50, IP54 (4-20mA)
ACIN0042 | Oil Temp. Indicator OTI 3440112X6, X=TD111, TD50, IP54, (4-20mA)
ACIN0044 | Oil Temperature Indicator ROTI Pt100 with Duplex Sensor and Thermometer Pocket for CT1958 ET & AT
ACIN0045 | Vertical Oil Level Indicator G1" VIAT 804 - 232 (A=62, B=108, C=232)
ACIN0046 | Vertical Oil Level Indicator G1" VIAT 804 - 272 (A=102, B=148, C=272)
ACIN0047 | Oil Level Indicator - Magnetic (ELMEK) KYSB -B2 L=350mm
ACIN0048 | Winding Temperature Indicator RWTI Pt100 with Duplex Sensor and Thermometer Pocket for CT1958 AT
ACIN0049-T | Silica Gel Breathers 0.5 kg - Form A
ACIN0051 | Bimetal Dial Thermometer (OTI) for Qatar RD2102 - JUMO
ACIN0053 | Digi Shock G Impact Recorder - 25G Configuration
ACIN0055 | Oil Level Indicator with contacts SO6 ATMS LL V
ACOT0002 | Surge Arrester Mounting Bracket 630-1000
ACOT0003 | Surge Arrester Mounting Bracket 100-400
ACOT0004 | CT Terminal Box with 2 Connecctors
ACOT0004-T | CT Terminal Box with 2 Connecctors
ACOT0005 | Transformer Wheel 125 x 10mm, RAL 7032 (01.07.125.01.03)
ACOT0006 | Elbow Connector (M) 400LR/ G-27/95-240-14.5 CW with Accessories for CT1952
ACOT0007 | Single Core Outdoor Termination kit 33kV
ACOT0010 | Heatshrinkable Non Tracking Sleeve NTT 75/25
ACOT0011 | Angle Boot GRB-3 Black Mastic
ACOT0012 | Brass Wipping Gland
ACOT0021 | Rubber Beading
ACOT0022 | Elbow Connector with Accessories for CT2031 24kV/250A
ACOT0027 | Fuse Switch 630A 3 Pole
ACOT0028 | Cable Gland PVC 14-16 PG19
ACOT0029 | Enclosure Package Substation 855x1115x320mm
ACOT0038 | Fuse Switch 400A
ACOT0044 | Brass Gland Outdoor CW 40 L
ACOT0053 | Switch Disconnector Fuse TPN 250A
ACOT0055 | HRC Fuse 250A NH1
ACOT0056 | Current Transformer (Measuring) Indoor Cast Resin Rectangular Type (KNR) 4000/5A 15VA/0.2
ACOT0058 | Transformer Wheel 125 x 10 mm Hot Dipped Galvenized
ACOT0062 | Current Transformer 1500/1A, 15VA/5P10 160x230x60 CT1646
ACOT0063 | Current Transformer 1500/1A, 15VA/5P10 110x205x60
ACOT0064 | Surge Arrestors (Polymeric) 6kV 10kA
ACOT0070 | Cable Mounts 28x28mm
ACOT0071 | HRC FUSE NH3 630A
ACOT0072 | HRC Fuse NH00 63A
ACOT0073 | HRC FUSE NH00 16A-160A
ACOT0076 | Brass Gland Outdoor CW 63 L
ACOT0077 | Brass Gland Outdoor CW 63 S
ACOT0078 | Cable Gland Plastic PG36
ACOT0082 | Surge Arrester 33kV 10kA Distribution Type Class 1 (33 SGSA)
ACOT0087 | Grounding Block CT1670
ACOT0090 | Cable Gland Plastic PG29
ACOT0095 | Current Transformer Indoor Cotton Tape Wound Ring Type (Measurement Type) 2500/1A, 15VA Class 1,
ACOT0098 | Transformer Wheel DN150 Powder Painted RAL7012
ACOT0099 | Box Handle 12mm MS Shafting (C-C 256mm)
ACOT0103 | Switch Disconnector Fuse TPN 400A - Siemens
ACOT0105 | Switch Disconnector Fuse TPN 630A
ACOT0106 | Add on Switched Neutral Assembly SIEMENS for 3KA8431 3KL841/42/33 (SFD 250)
ACOT0111 | Cable Gland Plastic PG21
ACOT0113 | Tee Connector 36kV 630A Interface C 3 X M484TB/ G-TCS-611CA43 with Accessories for 630mm2 Cable
ACOT0117 | Current Transformer Indoor Cast Resin Ring Type (KR) 200/1A 15VA 5P10 85x190x75mm
ACOT0118 | CT Terminal Box with 4 Connecctors
ACOT0120 | Cable Gland HIP68 - 13.5
ACOT0126 | HRC Fuse NH2 400A
ACOT0133 | Tee Connector (M) 944TB/ G-32/70.240-14.5-MT Euromold 900Series 2500A M16 Bolted, with Accessories
ACOT0135 | Cable Gland Plastic PG13.5
ACOT0140 | Angle Boot GRB-2 Black Mastic
ACOT0141 | Post Insulator 12kV
ACOT0144 | Pipe I for 5000kVA/33kV/11kV CT1911
ACOT0145 | Pipe II for 5000kVA/33kV/11kV CT1911
ACOT0147 | Con. Drain Pipe for 5000kVA/33kV/11kV CT1911
ACOT0152 | Transformer Wheel 160 x 10mm Hot Dipped Galvanized with 2 Holes
ACOT0158 | Slotted Cable Trunking 79mm x 22mm x 1.5mm Cable Tray Length 2200mm With 460mm T Joint
ACOT0159 | HV Box 11kV 1M
ACOT0162 | Brass Cable Gland Indoor BW 63S
ACOT0166 | Slotted Cable Trunking 79mm x 22mm x 1.5mm Cable Tray Length 800mm
ACOT0167 | Arcing Horns Set for 11 kV
ACOT0168 | Marshalling Box 454 x 600 x 267mm 2000kVA/11/3300V for CT1925(B)
ACOT0171 | LV Box DT3150 4R
ACOT0176 | Current Transformer (Measuring) Indoor Cast Resin Rectangular Type (KNRI) 1000/2A 15VA/ Class 3
ACOT0181 | Marshalling Box 630kVA/11/415V for RD1901(B)
ACOT0182 | Surge Arresters (Polymeric) 33kV 10kA
ACOT0183 | Box Handle 12mm MS Threaded (C-C 256mm)
ACOT0185 | Transformer Wheel 200 x 10mm, RAL 9006
ACOT0186 | Current Transformer Indoor Cotton Tape Insulated RingType 150/1A, 15VA/5P10
ACOT0188 | Breather Extension Pipe 1 for 5000kVA/33kV/11kV CT1911
ACOT0189 | Breather Extension Pipe Flange for 5000kVA/33kV/11kV CT1911
ACOT0191 | Breather Flange for 5000kVA/33kV/11kV CT1911
ACOT0192 | Breather Extension Pipe 2 for 5000kVA/33kV/11kV CT1911
ACOT0193 | Box Handle 12mm MS Threaded (C-C 150mm)
ACOT0195 | Brass Cable Gland A2 -63S
ACOT0196 | Current Transformer Indoor Cotton Tape Wound Ring Type (1500/2A 15VA/3 135x205x40mm
ACOT0199 | Surge Arrester Mounting Bracket for CT1911
ACOT0201 | Arcing Horns Set for 33 kV
ACOT0202 | Red Painted Aluminium Knob for Gate Valve 1� - Screwed
ACOT0203 | Marshalling Box 5000kVA/33/11kV for CT1911
ACOT0204 | Marshalling Box 3000kVA/33/400kV for CT1902
ACOT0205 | Stiffeners (161 mm x 32mm)
ACOT0206 | Drain Valve Flange for 5000kVA/33kV/11kV CT1911
ACOT0207 | Slotted Cable Trunking 79x22x1.5mm Cable Tray Length 700mm
ACOT0208 | Slotted Cable Trunking 79x22x1.5mm Cable Tray Length 1640mm with Outer Riser and 121mm T Joint
ACOT0209 | Pipe I for 3150kV/11kV/415kV CT1901
ACOT0210 | Pipe II for 3150kV/11kV/415kV CT1901
ACOT0211 | Pipe III for 3150kV/11kV/415kV CT1901
ACOT0212 | Drain Pipe for 3150kV/11kV/415kV CT1901
ACOT0213 | Support Flange I for 3150kV/11kV/415kV CT1901
ACOT0214 | Support Flange II for 3150kV/11kV/415kV CT1901
ACOT0215 | Breather Pipe for 3150kV/11kV/415kV CT1901
ACOT0216 | Breather Flange for 3150kV/11kV/415kV CT1901
ACOT0217 | Box Handle 12mm MS Shafting (C-C 268mm)
ACOT0218 | Flap Valve Support for 3150kV/11kV/415kV CT1901
ACOT0219 | Marshalling Box 3150kVA/11/415kV for CT1901
ACOT0222 | Oil Filling Boss & Aluminium Filling Cap
ACOT0223 | Relay Omron 100/110VDC - MY2-GS
ACOT0224 | E Socket Omron - PYF08A
ACOT0225 | Copper Busbar 38 x 6mm (Length 510mm)
ACOT0226 | Copper Busbar 50 x 6mm (Length 480mm)
ACOT0227 | Copper Busbar 38 x 6mm (Length 210mm)
ACOT0229 | Brass End Cap
ACOT0230 | Copper Busbar 3 x 25mm (Length 1320mm)
ACOT0231 | Current Transformer Indoor Cotton Tape Wound Ring Type (KC) 400/5A 15VA/1 90x150x55mm
ACOT0232 | Tin Plated Copper Busbar 100x10x1114mm
ACOT0233 | Tin Plated Copper Busbar 100x6x845mm
ACOT0234 | T2, Tempererature Probes T2S (2m) for 405-16-SP-0''
ACOT0235 | Optical Feedthrough, OFT-1/4 for 405-16-SP-0''
ACOT0236 | Tank Wall Plate, TWP-X-M1 for 405-16-SP-0''
ACOT0237 | External Extension Cable EXT-3MP-005 for 405-16-SP-0''
ACOT0238 | Junction Box, JB2-SS for 405-16-SP-0''
ACOT0239 | Tin Plated Copper Busbar 100x10x190mm
ACOT0240 | LV Cable Box for 1000/11/415 RD1901(A)
ACOT0241 | Marshalling Box for 1000/11/415 RD1901(A)
ACOT0246 | Rating Plate for REA Uganda - CT1940
ACOT0248 | Tee Connector 36kV 630A Interface C 3 X M480TB/ G-TCS-430CA27 with Accessories for 240mm2 Cable
ACOT0252 | LV Box (New) DT3150 6R
ACOT0253 | Elbow Connector (K) 400LR/G-22-300KM-11 with Accessories
ACOT0254 | HV Cable Box for 11kV 250A Plug in Bushing
ACOT0255 | Elbow Connector Euromold 400Series 400A (M) 400LR/G-22-50KM-11-2 with Accessories for CT1904
ACOT0256 | the
ACOT0257 | T2, Tempererature Probes T2S (5m) for 405-16-SP-0''
ACOT0258 | Current Transformer Indoor Cast Resin Ring Type (KNR) 4000/1A 20VA 5P10
ACOT0259 | Current Transformer Indoor Cast Resin Square Type (KNR) 4000/1A Class X VK>=300V
ACOT0260 | Current Transformer Indoor Cast Resin Square Type (KNR) 2500/1A 15VA/0.5
ACOT0261 | Current Transformer Indoor Cotton Tape Wound Ring Type (Measurement Type) 2500/1A, 15VA Class 1,
ACOT0262 | Viton Gasket for NW80 Radiator Throttle Valve
ACOT0263 | Studs for NW80 Radiator Throttle Valve
ACOT0264 | Lower Bolt (Brass) L=310mm for 12kV/250A with Bakelite Tube 13x19x230mm - Din Standard
ACOT0265 | Lower Bolt (Brass) L=345mm for 12kV/630A P3 with Bakelite Tube 21x26x260mm - EN Standard
ACOT0268 | 33kV, 1250A, 31.5kA VD4 Indoor type ICOG VCB Panel with Copper Busbar
ACOT0269 | LV Cable Box, Link Box & Box Support for 800kVA 11kV 415V REP190703
ACOT0270 | LV Cable Box & Box Support for 400kVA 33kV 415V REP190202 EDCO
ACOT0271 | Metal Part Set for 36kV 250A CD=1116mm BIL=200kV High Neck=140mm
ACOT0272 | Gasket Set for 36kV 250A CD=1116mm BIL=200kV High Neck=140mm
ACOT0273 | Enclosed Cable Trunking 75x25x1.5mm Cable Tray Length 1680mm
ACOT0274 | Enclosed Cable Trunking 75x25x1.5mm Cable Tray Length 500mm
ACOT0275 | LV & HV Cable Box, Link Box & Box Support for 1000/33/415 CT1952
ACOT0276 | Terminal Connection Plate for CT Terminal Box with Connectors
ACOT0276-T | Terminal Connection Plate for CT Terminal Box with Connectors
ACOT0279 | LV Cable Box, Link Box & Box Support for 2500/33/440 CT1959
ACOT0280 | HRC Fuse 315A SIEMENS
ACOT0282 | Marshalling Box 1000kVA/33/11kV for RD1906
ACOT0284 | Marshalling Box 2500kVA/33/415kV for CT2078
ACOT0286 | LV Cable Box & Box Support for 1000/33/400 CT1955
ACOT0289 | ¼” NPT plug for filling for unused OFT port on TWP
ACOT0290 | Elbow Connector (K) 400LR/ G-19/120(K)M11-2MT with Accessories
ACOT0291 | Marshalling Box 1250kVA/33/415kV for CT1956
ACOT0293 | Current Transformer Indoor Cast Resin Ring Type (Measurement Type) 500/5A, 15VA/0.5
ACOT0294 | Cable Gland PG63
ACOT0295 | HV Cable Box & Box Support for 800A 30s 33kV CT1929(A)
ACOT0296 | HV Cable Box & Box Support for 160kVA 33kV 400V CT1929(B)
ACOT0297 | Current Transformer Indoor Cotton Tape Wound Ring Type (Measurement Type) 300/5A, 15VA/0.5
ACOT0299 | Tee Connector for 36kV Interface C Plug in Bushing with Accessories (For Test Lead)
ACOT0300 | Marshalling Box 800A/33s/ET for CT1958
ACOT0301 | Marshalling Box 800A/30s/ET for CT1917
ACOT0302 | Marshalling Box 2000kVA/33/415V for CT1963
ACOT0303 | Current Transformer Indoor Tape Ring Type 200-100/1A, 15VA/5P20 @ 200A, 15VA/10P10 @ 100A
ACOT0303-T | Current Transformer Indoor Tape Ring Type 200-100/1A, 15VA/5P20 @ 200A, 15VA/10P10 @ 100A
ACOT0304 | Current Transformer Indoor Tape Ring Type 300-150/1A, 15VA/5P20 @ 300A, 15VA/10P10 @ 150A
ACOT0304-T | Current Transformer Indoor Tape Ring Type 300-150/1A, 15VA/5P20 @ 300A, 15VA/10P10 @ 150A
ACOT0305 | Connector Box Stainless Stelel 300x300x150mm
ACOT0305-T | Connector Box Stainless Steel 300x300x150mm
ACOT0306 | Cable Gland Nickel Coated Brass PG 13.5
ACOT0307 | Cable Gland Nickel Coated Brass PG 16
ACOT0308 | Cable Gland Nickel Coated Brass PG 21
ACOT0309 | Arcing Horns Set for 11 kV (EN Type 10kV 250A P-4 Type 2)
ACOT0310 | Arcing Horns Set for 33 kV (EN Type 30kV 250A P-3 Type 4 & P-4 Type 5))
ACOT0310-T | Arcing Horns Set for 33 kV (EN Type 36kV 250A P-3 Type 4 & P-4 Type 5))
ACOT0311 | LV Cable Box & Box Support for 1600/33/400 CT1966(A)
ACOT0312 | LV Cable Box & Box Support for 1000/33/400 CT1966(B)
ACOT0313-T | Arcing Horns Set for 20 kV (EN Type 24kV 250A P-3 Type 3)
ACOT0314 | LV Cable Box & Box Support for 1000/33/400 Std Solar CT1986
ACOT0315 | LV Cable Box, Link Box & Box Support for 2000/33/415 CT1976 CT2003
ACOT0316 | HV Cable Box, Link Box & Box Support for 2000/33/415 CT1976
ACOT0317 | LV Cable Box & Box Support for 160kVA 33kV 400V CT1929(B)
ACOT0318 | Cable Box for Substation
ACOT0319 | Elbow Connector 400LR/ G-27/95-240-14.5 CW with Accessories for CT1976
ACOT0320 | LV Cable Box & Box Support for 1000/33/800 CT1979(A) & CT2002
ACOT0321 | LV Cable Box & Box Support for 400/11/415 Indoor CT1977
ACOT0322 | LV Cable Box, Link Box & Box Support for 2500/33/415 CT1988
ACOT0323 | HV Cable Box, Link Box & Box Support for 2500/33/415 CT1988
ACOT0324 | HV Cable Box & Box Support for 800A 30s 33kV CT1931(A)
ACOT0325 | HV Cable Box & Box Support for 160kVA 33kV 400V CT1931(B)
ACOT0326 | LV Cable Box & Box Support for 160kVA 33kV 400V CT1931(B)
ACOT0327 | SS V Bracket for EN type 10kV 250A and 30kV 250A HV Bushings
ACOT0328 | SS Wall Mounting Bracket AISI 304
ACOT0329 | RMU 4 way
ACOT0333 | Elbow Connector with Accessories for CT2015
ACOT0334 | 36kV Elbow Connector with Accessories for CT2022
ACOT0335 | CT Terminal Box with 3 Connecctors
ACOT0336 | LV Cable Box EN-630-1
ACOT0337 | LV Cable Box DT-1250-1
ACOT0338 | LV Cable Box DT-2000-1
ACOT0339 | LV Cable Box DT-2000-2
ACOT0340 | LV Cable Box DT-3150-1
ACOT0341 | LV Cable Box DT-3150-2
ACOT0344 | Marshalling Box Type A with Provision for OTI or WTI
ACOT0347 | HV Cable Box for 36kV 250A Plug in Bushing L610
ACOT0348 | Elbow Connector with Accessories for CT1956
ACOT0349 | HV Cable Box for 12kV 630A Indoor Bushings (CBB0003)
ACOT0350 | Brass Cable Gland BW 20L
ACOT0351 | 50W Panel Heater
ACOT0352 | LED Bulb 1 Feet T5 4W AC220-240V
ACOT0354 | Thermostat (0-50) C
ACOT0355 | LV Cable Box for 1700A Cast Resin Monoblock Bushing
ACOT0356 | Transformer Wheel 200 x 10mm Rail Type , RAL 7033
ACOT0358 | Enclosed Cable Trunking 54x27x1.5mm Cable Tray Length 500mm & 1321mm
ACOT0359 | LV Cable Box DT-3150-2 Type B
ACOT0360 | Rating Plate Bracket - Standard
ACOT0361 | Rating Plate Bracket - 5kVA
ACOT0362 | Post Insulator 36kV
ACOT0363 | Current Transformer Indoor Cotton Tape Wound Rectangular Type 300/2A, 15VA/1
ACOT0364 | Transformer Wheel 200 x 10mm Rail Type with Locking Facility , RAL 7033
ACOT0365 | Marshalling Box 2000kVA/3.3/440V for CT2057
ACOT0368 | STP Bladder (Conservator Dimension D580 L1600)
ACOT0369 | Transformer Wheel Swivel Type
ACOT0376 | LV Bus Duct Fixing Box with Base Skid Attachment 1000/33/415 EU CT2080
ACOT0386 | HV Cable Box & Box Support for 800A 30s 33kV CT1936
ACOT0387 | Current Transformer Indoor Cotton Tape Insulated Ring Type 270/1A, 15VA/5P10
ACOT0388 | Dehydrating Breather - MR
ACOT0389 | HV Cable Box for 12kV 630A Plug in Bushing Special
ACOT0390 | Mashalling Box Support for 1250/33/415 CT2103
ACOT0391 | Cable Tray for 1250/33/415 CT2103
ACOT0392 | HV Cable Box 1M (160 - 630) Special with ISD Unit
ACOT0393 | HV Cable Box 1M (800 - 1000) Special with ISD Unit
ACOT0395 | LV Cable Box EN-250-1
ACOT0399 | MCB 10A 2 Pole
ACOT0479 | Elbow Connector with Accessories for CT2060 36kV/250A Interphase B
ACOT0551 | HV Cable Box & Box Support for 160kVA 33kV 400V CT1974
ACOT0569 | LV Cable Box, Link Box & Box Support for 2000/33/415 CT2006
ACOT0574 | LV Cable Box & Box Support for 1600/33/415 CT2009
ACOT0576 | LV Cable Box & Box Support for 1000/33/415 CT2013
ACOT0577 | HV & LV Cable Box, Box Support for 1250/33/400 CT2015
ACOT0604 | Elbow Connector with Accessories for CT2010 36kV/250A Interphase B
ACOT0618 | Rating Plate Bracket for CT2020
ACOT0619 | LV Terminal Connectors
ACOT0620 | HV Terminal Connectors
ACOT0664 | Elbow Connector with Accessories for CT2081 36kV/250A Interphase B
ACOT0679 | Elbow Connector with Accessories for CT2099 36kV/250A Interphase B
ACOT0685 | Current Transformer Indoor Cotton Tape Wound Ring Type (Measurement Type) 3300/2A, 15VA/1
ACOT0686 | Set of Cooling Fans with Accessories for 2000/3.3/440 CT2057
ACOT0688 | Elbow Connector with Accessories for CT2061 36kV/250A Interphase B
ACOT0693 | Current Transformer Indoor Cotton Tape Wound Ring Type (Measurement Type) 4000/2A, 15VA/3
ACOT1133 | Marshalling Box for 1250/33/415 CT2103
ACRP0002 | Rating Plate Earthing Transformers 800A 30s 33kV
ACRP0003 | Rating Plate 11kV with Tapping (2 Nominal) - Black
ACRP0004 | Rating Plate 33kV with Tapping (2 Nominal) - Black
ACRP0005 | Rating Plate 33KV with Tapping (4 Nominal) - Blue
ACRP0007 | Phase Marking Plate ( A B C /c b a n )
ACRP0007-T | Phase Marking Plate ( A B C /c b a n )
ACRP0009 | Rating Plate 3 Phase Blank
ACRP0010 | Rating Plate 11kV with Tapping (4 Nominal) - Blue
ACRP0012 | Rating Plate 5kVA Single Phase - Blank
ACRP0013 | LTL Sri Lanka Plates 300mm x 160mm
ACRP0015 | Phase Marking Plate Seperate Letters ( A B / a n )
ACRP0020 | Phase Marking Plates Seperate Letters (N)
ACRP0026 | Rating Plate Blank 33 kV Auxiliary Transformers
ACRP0027 | Rating Plate for CT1902
ACRP0028 | Phase Marking Plate - rybn
ACRP0029 | Rural Electrification Plate
ACRP0035 | Phase Marking Plates Seperate Letters (R, S, T, r, s, t, n) CT1913
ACRP0036 | Rating Plate CT1913
ACRP0037 | Phase Marking Plates Seperate Letters (A B C a b c n)
ACRP0038 | Phase Marking Plates Seperate Letters (a b c n)
ACRP0042 | Property Plate CT1913
ACRP0043 | REA Plate for CT1940
ACRP0050 | Phase Marking Plates Seperate Letters (R Y B)
ACRP0051 | Phase Marking Plate NRYB
ACRP0052 | Phase Marking Plate byrn
ACRP0053 | Phase Marking Plates Seperate Letters (r y b n)
ACRP0054 | Phase Marking Plate BYR
ACRP0073 | Rating Plate for CT1830
ACRP0074 | Danger Plate for CT1830 DEWA
ACRP0075 | Property Plate for CT1830 DEWA
ACRP0076 | Capacity Load Board for CT1830 DEWA
ACRP0077 | Rating Plate for CT1810
ACRP0079 | Terminal Diagram Plate for CT1809
ACRP0080 | Terminal Diagram Plate for CT1901
ACRP0081 | Rating Plate for CT1764
ACRP0082 | Earth Mark Plate
ACRP0087 | Rating Plate for CT1844
ACRP0088 | Rating Plate for CT1845
ACRP0090 | Phase Plate CT1847
ACRP0091 | Phase Plate ( am,bm,cm nm,b1,b2)
ACRP0092 | Rating Plate for CT1901
ACRP0093 | Rating Plate for CT1903
ACRP0094 | Rating Plate for CT1907
ACRP0095 | Rating Plate for CT1904
ACRP0096 | Rating Plate for CT1928 (C)
ACRP0097 | Phase Marking Plate for CT1928(C)
ACRP0099 | Rating Plate for CT1930
ACRP0100 | Rating Plate for Standard 10kVA 33kV NVD
ACRP0101 | Phase Marking Plate for CT1949
ACRP0102 | Phase Marking Plate Set for CT1975 (A&B)
ACRP0104 | Phase Marking Plates Seperate Letters Set for CT2017
ACRP0105 | Marking Plate 120 x 40mm "FILTER VALVE"
ACRP0106 | Marking Plate 120 x 40mm "FILTER AND DRAIN VALVE"
ACRP0183 | Phase Marking Plates Seperate Letters (U, V, W, u, v, w, n)
ACRP0184 | Rating Plate for Solar Transformer - Blank
ACRP0185 | Blank SS Plate - 200mm x 140mm
ACRP0186 | Blank Aluminium Plate - 200mm x 140mm
ACRP0187 | Blank SS Plate - 240mm x 160mm
ACRP0188 | Blank SS Plate - 110mm x 140mm
ACRP0189 | Digram Plate for CT1911
ACRP0190 | Blank SS Plate - 40mm x 40mm
ACRP0191 | Blank SS Plate - 240mm x 130mm
ACRP0192 | Blank SS Plate - 48mm x 130mm for Feeder Pillers
ACRP0195 | Phase Marking Plates Seperate Letters (as, bs, cs, ae, be, ce)
ACRP0567 | Rating Plate Set for CT1975(A)
ACRP0568 | Rating Plate Set for CT1975(B)
ACRP0620 | Rating Plate for CT2020
ACRP0620-T | Rating Plate for CT2020
ACRP0621 | Rating Plate for CT2020 - Portuguese Language
ACRP0621-T | Rating Plate for CT2020 - Portuguese Language
ACTS0001 | Tap Selector 30kV 30A 5 POS L=100mm BIL=170kV
ACTS0001-T | Tap Selector 30kV 30A 5 POS L=100mm BIL=170kV HR 7A3335i - ASP
ACTS0002 | Tap Selector 20kV 30A 5 POS L=100mm BIL=125kV
ACTS0003 | Tap Selector 30kV 30A 7 POS L=130mm BIL=170kV HR 06-7A2337i/6A-712337i - ASP
ACTS0004 | Tap Selector 30kV 30A 5 POS L=131mm BIL=170kV
ACTS0005 | Tap Selector 20kV 30A 5 POS L=130mm BIL=125kV HR 7A2235i - ASP
ACTS0006 | Tap Selector 20kV 63A 5 POS L=131mm BIL=125kV
ACTS0007 | Tap Selector 20kV 150A 5 POS L=131mm BIL=125kV DP 2043885i-8,1 - ASP
ACTS0009 | Tap Selector 30kV 63A 5 POS L=131mm BIL=170kV HM 2544885i/43168I - ASP
ACTS0010 | Tap Selector 24kV 315A 5 POS L=100mm BIL =125kV
ACTS0015 | Tap Selector 24kV 30A 5 POS L=130mm BIL=95kV - Inactive
ACTS0016 | Tap Selector 36kV 30A 5 POS L=130mm BIL=200kV -Inactive
ACTS0018 | Tap Selector 20kV 30A 7 POS L=100mm HR 7A3237i - ASP
ACTS0019 | Tap Selector 36kV 30A 5 POS L=131mm BIL=250kV CO3.D39.13X5T- Elettromaule
ACTS0020 | Tap Selector 30kV 63A 6 POS L=131 BIL=170kV HM 25-44886i/431681 - ASP
ACTS0021 | Tap Selector 30kV 30A 7 POS L=100mm BIL=170kV HR 06-7A3337i/06-713337i - ASP
ACTS0022 | Tap Selector 20kV 315A 5 POS L=134mm BIL=125kV FII 2A201/FC 022A171A(315A)/CD27432B - ASP
ACTS0023 | Tap Selector 24kV 30A 7 POS L=70mm HR Dual Polymeric - Inactive
ACTS0025 | On Load Tap Changer 36kV 30A 9 POS BIL=170kV ECOTAP VPD - MR
ACTS0026 | Tap Selector 30kV 30A 6 POS L=131mm BIL=170kV HM P-23-44886i/43168 - ASP
ACTS0027 | Tap Selector 30kV 30A 5 POS L=130mm BIL=170kV EM3-GM01X - Elettromaule
ACTS0032 | Tap Selector 30V 30A 5 POS L=100mm BIL=170kV C03NY.D43.10X5TCT - Elettromaule
ACTS0033 | Tap Selector 20kV 400A 5 POS L=100mm BIL=125kV
ACTS0034 | Tap Selector 20kV 64A 5 POS L=130mm BIL=125kV - Elettromaule
ACTS0036 | On Load Tap Changer 33kV 120A 17 POS BIL=170kV VACUTAP VVS III 400D-40-10 19 3G - MR
ACTS0038 | On Load Tap Changer 33kV 14A 9 POS BIL=170kV ECOTAP VPD - MR
ACTS004 | ASP HM 30kV 30A L131 23.44.885
ACTS006 | ASP HM 20kV 63A L131 25.43.885
ACVL0001 | Oil Drain Valve NW 22 DinType
ACVL0002 | Pressure Release Valve 0.35 bar G1" ELMEK
ACVL0002-T | Pressure Release Valve 0.35 bar
ACVL0003 | Radiator Throttle Valve 211.1
ACVL0004 | Air Release Plug
ACVL0005 | Ball Valve G1" SS
ACVL0006 | Single Flange Ball Valve 1" - Full Bore
ACVL0007 | Ball Valve 1/2" SS316
ACVL0007-T | Ball Valve 1/2" SS316
ACVL0008 | Pressure Relief Valve T50 (306x09) 0.35 bar
ACVL0009 | Valve Ball 2" PB700 - Pegler
ACVL0010 | Valve Ball 1" PB 700 (PEGLER)
ACVL0011 | DIN25 Double Flange Gate Valve with Locking Option
ACVL0011-T | DIN25 Double Flange Gate Valve with Locking Option
ACVL0012 | Valve Oil Filling
ACVL0013 | Pressure Relief Valve T50 (306XX14)
ACVL0013-T | Pressure Relief Valve T50 (306XX14)
ACVL0014 | Ball Valve 3/4" PB 700 (Ayvaz)
ACVL0015 | Oil Drain Valve NW 22 O Ring Type
ACVL0016 | Pressure Release Valve 0.30 bar
ACVL0017 | Brass Foot Valve 3''
ACVL0018 | Drain Valves -173.1 Type
ACVL0019 | Globe Valve (DN25) with Sampling
ACVL0020 | DIN50 Gate Valve (Round Flange) with Locking Option and Sampler - Bronze
ACVL0021 | Isolation Valves DN50EE
ACVL0022 | Pressure Relief Valve T80 (307x09)
ACVL0023 | Gate Valve 1� - Screwed
ACVL0024 | Oil Drain Valve NW 31 O Ring Type
ACVL0026 | DN25 Gate Valve (Round Flange) with Sampling
ACVL0026-T | DN25 Gate Valve (Round Flange) with Sampling and Position Indicator
ACVL0027 | DN25 Gate Valve (Round Flange) without Sampling for CT1909
ACVL0028 | DN15 Gate Valve (Round Flange) with Sampling DIN 42568
ACVL0029 | DIN50 Double Flange Gate Valve with Locking Option
ACVL0030 | Radiator Throttle Valve Stainless Steel DIN 42560
ACVL0032 | Radiator Throttle Valve Alumium NW80-B with Viton O-Rings and Stainless Steel Studs
ACVL0033 | Oil Filling Valves Shaft
ACVL0034 | Ball Valve 1/2" PB700 (PEGLER) - Nitrogen Air Tight
ACVL0037 | Radiator Throttle Valve Alumium NW80-B with NBR O-Rings and Stainless Steel Studs
ACVL0038 | DIN25 Gate Valve (Round Flange) with Locking Option and Sampler - Bronze
ACVL0039 | Radiator Throttle Valve Brass NW80-B with Viton O-Rings and Stainless Steel Studs
ALEW0001 | Aluminum Enamel Round Winding Wire 1.09mm
ALEW0002 | Aluminum Enamel Round Winding Wire 1.52mm
ALEW0003 | Aluminum Enamel Round Winding Wire 1.54mm
ALEW0004 | Aluminum Enamel Round Winding Wire 2.45mm
ALEW0005 | Aluminum Enamel Round Winding Wire 2.30mm
ALEW0007 | Aluminum Enamel Round Winding Wire 3.45mm
ALFL0001 | Aluminium Foil 0.80 X 800 mm
ALFL0001-D | Aluminium Foil 0.80 X 800 mm (Double Foil)
ALFL0009-D | Aluminium Foil 1.00 X 800 mm (Double Foil)
ALFL0010 | Aluminium Foil 0.20 X 780 mm
ALRE0002 | Aluminum Enameled Rectangular Winding Wire 3.7 X 7.9 mm
ARAS0104 | Assembly Packet for 200/11/415 Assembly
ARAS0107 | Assembly Pack of 3000/33/390 with replacement of new winding and re tanking with new
ARDP0100 | Assembly Packet for100kVA IDICO TF Dispatch
ARDP0101 | Assembly Packet for 400kVA IDICO TF Dispatch
ARDP0102 | Assembly Packet for630kVA IDICO TF Dispatch
ARDP0107 | Dispatch Assembly Pack of 3000/33/390 with replacement of new winding and re tanking with new
ARTK0100 | Assembly Packet for 250/33 IDICO Tanking
ARTK0101 | Assembly Packet for 400/33 IDICO Tanking
ARTK0102 | Assembly Packet for 630/33 IDICO Tanking
ARTK0103 | Assembly Packet for 1000/33 IDICO Tanking
ARTK0104 | Assembly Packet for 200/11/415 Tanking
ASST0002 | Wireless Barcode Scanner -Honeywell 1452G 2D
ASST0003 | 55'' Videowall 3x2
ASST0004 | LED Clock
ASST0005 | Radeon 7750 SFF 2GB GDDR5 4M Graphics Card
ASST0006 | Operator Console - Simplex+ Series Console
ASST0007 | Meeting Desk - 8 Pax
ASST0008 | Videowall Floor Mount (3x2 55") Matrix Series Videowall Console
ASST0009 | Optima Series Mid-Back Task Chair
ASST0010 | Semi Cover for Fiber Laser Marking Machine
ASST0011 | HV Winding Adjustable Former for 100/33, 160/33, 250/33 & 400/33
ASST0012 | Barcode Printer - Zebra GT800 Series 200PI
ASST0013 | HV Winding Adjustable Former for 1000/33, 800/33 & 630/33
ASST0014 | Platform Scale H400
ASST0015 | GMP Clean Room Steel Door (1800x2100mm) with Fingerprint System
ASST0016 | Oil Purifier Machine (4000Ltrs/Hour)
ASST0017 | Packaged Type Air Cooled Water Chiller - Hertz
ASST0018 | HP Elite Display E233 Monitor 1920 x 1080 Full HD VGA, HDMI & Display Point with Two USB3.0 Points
ASST0019 | Safety Fence System
ASST0020 | Server Rack 45U W800xH200xD800mm
CNDP0001 | Pallet Stretch Film 500mm x 300mm x 21Mic
CNDP0002 | Cordstrap Lashing 32 mm X 325 Mtrs Rolls
CNDP0003 | Heatshrinkable Terminanation Tube for 33kV (Red) 50/16
CNDP0004 | Thinner 4 Litre Can
CNDP0005 | Wire nails 6"
CNDP0006 | Polythene 4"
CNDP0008 | Super Glue
CNDP0009 | Cable 1 Core 19/2.14 CU/XLPE/PVC 70 mm2
CNDP0010 | Wire nails 5"
CNDP0011 | Grease Bucket 16 KG
CNDP0013 | Sterling Varnish 5 Litre
CNDP0014 | HHS 2000 Lubricating Oil 500ml
CNDP0016 | Cable 6.35/11kV 120mm
CNDP0018 | Cable 4 Core 30/0.25 1.5mm2
CNDP0025 | Pop Rivet
CNDP0026 | Cable 2 Core 50/0.25 1.5mm2
CNDP0027 | Cable 3 Core 50/0.25 2.5mm2
CNDP0028 | Cable 2 Core 56/0.30 4.0mm2
CNDP0029 | Pop Rivert 1/8 x 3/8''
CNDP0031 | Thinner Insulating Varnish
CNDP0034 | Heatshrinkable Non-Tracking sleeve NTT
CNDP0035 | Polythene 6"
CNDP0036 | Hinge SS Round 12mm
CNDP0037 | Cable 4 Core 50/0.25 2.5mm2
CNDP0038 | Cable 5 Core 50/0.25 2.5mm2
CNDP0039 | Cable 1 Core 61/2.25mm CU/XLPE/PVC - Blue
CNDP0040 | Mastic Tape 3M
CNDP0041 | Cable 1 Core 17/0.30 1.5 mm2 CU/XPVC- Black
CNDP0045
CNDP0047 | Cable 1 Core 7/0.67 2.5 mm2 CU/PVC/PVC Earth
CNDP0048 | Earth Cable 19/2.52 CU/XLPE/PVC 95 mm2
CNDP0052 | Cable 5 Core 30/0.25 1.5mm2
CNDP0053 | Cable 3 Core 30/0.25 2.5mm2
CNDP0055 | Form B2 Spray Can
CNDP0056 | Gas Nitrogen
CNDP0058 | Hinge SS Round 19mm
CNDP0066 | Cable 2 Core 30/0.25 1.5mm2
CNDP0068 | Cable 1 Core 95mm2 Cu/ PVC
CNDP0069 | Gear Cable 1 x 240mm2 SW
CNDP0070 | Loctite 577 Sealant
CNDP0071 | Cable 1 Core 7/0.67 2.5 mm2 CU/PVC/PVC Brown
CNDP0072 | Cable 1 Core 7/0.67 2.5 mm2 CU/PVC/PVC Blue
CNDP0073 | Loctite 542 Sealant
CNDP0074 | Cable 16/0.20 Twisted Twin
CNDP0075 | Cable 4.00mm Panel - Black
CNDP0076 | Cable Marker -Range 0 - 9/10 Numbers
CNDP0077 | Cable 12x1.5mm2 CU/PVC/SWA/PVC
CNDP0078 | Cable 19/1.35 (1 x 25mm CU/PVC/PVC)-Brown
CNDP0079 | Cable 4 Core 4mm2 CU/PVC/PVC
CNDP0080 | Cable 5 Core 16Sqmm2 CU/PVC/PVC
CNDP0081 | Cable 3 Core 4 Sqmm2 CU/PVC/PVC (56/0.30 3-C)
CNDP0082 | Cable 61/2.25 Green Earth 240 Sqmm
CNDP0083 | Gear Cable 1 x 25mm2 SW
CNDP0085 | Cable 3 Core 10Sqmm Cu/PVC/PVC
CNDP0086 | Cable 4 Core 32/0.20 1mm2
CNDP0087 | Cable 5 Core 10mm2 CU/PVC/PVC 0.6/1kV
CNDP0088 | Cable 19/1.53 Green Earth 450/750v (1x35mm2)
CNDP0089 | Cable 1 x 150mm2 Switch Gear Black 0.6/1kV
CNDP0090 | Cable 2 x 10mm2 CU/PVC/PVC 0.6/1kV
CNDP0091 | Cable 37/2.25 Green Earth 450/750V (1x150mm2)
CNDP0092 | Cable 1 Core 7/0.53 1.5mm2 - Blue
CNDP0093 | Cable 1 Core 7/0.53 1.5mm2 - Brown
CNDP0094 | Cable 4 Core 70mm2 CU/XLPE/PVC 0.6/1kV
CNDP0095 | Loctite 243 Sealant
CNDP0096 | Loctite LB 8009 Heavy Duty Anti Seize Sealant
CNDP0097 | Cable 7/0.85 Brown 100M (1 x 4mm2)
CNDP0098 | Cable 7/0.85 Blue 100M (1 x 4mm2)
CNFB0001 | Oxygen
CNFB0002 | Accetylene
CNFB0003 | Argoshield
CNFB0006 | Marking Chalk
CNFB0007 | HighTemperature Silicon Red Colour HARDEX 300g
CNFB0008 | Mig Welding Wire 0.8mm x 15kg (SM -70)
CNFB0009 | Ferrule RF10 for Reduced Base M10 Studs
CNFB0011 | Ferrule RF08 for Reduced Base M8 Studs
CNFB0013 | Welding Rod - S/S KST309 (3.2mm)
CNFB0014 | Welding Rod G8
CNFB0015 | Welding Rod G10
CNFB0016 | Welding Rod G12
CNFB0018 | Gas Accetylene
CNFB0019 | Zyglo Penetrant ZL-15B Magnaflux
CNFB0020 | Gas Oxygen
CNFB0021 | Iron Grit G-18
CNFB0022 | Steel Cleaner SUNPHOS 117 (40 Kg Per Can)
CNFB0026 | Ferrule RF10 for Full Base M10 Studs
CNFB0027 | Welding Rod - SS TS-316 (2.0 mm)
CNFB0029 | Perspex Sheet 6' x 4' x 3 mm
CNFB0030 | Ferrule RF12 for Reduced Base M12 Studs
CNFB0032 | Appoloy Super Cut 500 ML
CNFB0035 | Butterfly Nut M12
CNGN0001 | ZRC Spray cans
CNGN0003 | Masking Tape 2"
CNGN0004 | Masking tape 1"
CNGN0005 | Water Sand Paper 100
CNGN0006 | Water Sand Paper 150
CNGN0007 | Cello Tape 2"
CNGN0009 | Water Sand Paper 1000
CNGN0011 | SKD Developer 400ml
CNGN0012 | Water Sand Papers 220
CNGN0013 | SKC Cleaner Remover 400ml
CNGN0014 | Water Sand Paper 120
CNGN0016 | Soldering Lead Roll 500g
CNGN0017 | Terpentine - 4Ltr
CNGN0018 | Dow Corning 732 (300ml Pack) White Colour
CNGN0023 | Cataloy Paste
CNGN0024 | Amery Cloth
CNGN0025 | Glass Silicon Sealant
CNGN0028 | Ambersil Cleaner Remover 400ml
CNGN0029 | Neoprene High Performance Contact Adhesive 1357 (18.90 LT)
CNGN0030 | Water Sand Papers 400
CNGN0031 | Water Sand Papers 500
CNGN0032 | Denso Tape 3" - 10 Mtr
CNGN0033 | Water Sand Papers 60
CNGN0034 | Water Sand Papers 80
CNGN0035 | Cello Tape 1"
CNGN0036 | Firestop Sealant FS-ONE MAX 10.1 OZ Cart
CNGN0038 | Water Sand Papers 220
CNMN0001 | Hydraulic Oil Rando HD68
CNMN0003 | Tube Light 4ft Complete Set
CNMN0004 | WD 40 (3.785lt:) Can
CNMN0005 | S-lon Glue 50g
CNMN0009 | PVC End Cap 3/4"
CNMN0011 | PVC Joint Socket 3/4"
CNMN0013 | PVC Tee Socket 3/4"
CNMN0015 | Slider Lock - 4"
CNMN0016 | Slider Lock - 6"
CNMN0017 | PVC Elbow Socket 20mm
CNMN0018 | PVC Elbow Socket 25mm
CNMN0019 | PVC Elbow Socket 32mm
CNMN0021 | Allen Bolt 12X100mm
CNMN0022 | D-Shackle 4 3/4"
CNMN0023 | Thread Seal Tape 1"
CNMN0024 | Toa Spray Can
CNMN0025 | Oil Spray Can - Metal
CNMN0026 | CRC Multi purpose spray can
CNMN0027 | Brake Cleaner
CNMN0030 | Wiring duct 45 x 45 x 2 Mtr
CNMN0031 | Brass Screw 1 1/4"
CNMN0032 | Brass Screw 1 1/2"
CNMN0034 | Anchor bolt - 10M x 5"
CNMN0036 | Barricade Tape - Yellow
CNMN0037 | Buckles CB 5 - (1000 nos)
CNMN0038 | Philips Head Bolt - 6X50mm
CNMN0040 | Philips Head Bolt - 6X100mm
CNMN0041 | Buckles CB10L ( 125 pcs box)
CNMN0042 | Allen Bolt 12X70mm
CNMN0046 | Insulation Tape Black
CNMN0047 | Insulation Tape Blue
CNMN0048 | Insulation Tape Red
CNMN0049 | Insulation Tape Yellow
CNMN0050 | Bulb LED High Bay Fitting 200W
CNMN0054 | Insulation Tape Green
CNMN0059 | Anchor Bolt M12x50mm
CNMN0062 | Duct Tape 2''
CNMN0063 | Contact Cleaner 360ml
CNMN0064 | Thread Seal Tape 1/2"
CNMN0065 | PVC Pipe 1''
CNMN0066 | PVC Joint Socket 1''
CNMN0067 | PVC Elbow 1''
CNMN0068 | PVC Slon Gum 100g
CNMN0069 | Injectable Mortar HIT-RE500 V3-300ml
CNMN0070 | 3M Insulation Tape -Scotch Rubber Splicing
CNMN0071 | WD 40 Spry Can 330mm
CNMN0072 | Cable Tie 8 x 300mm
CNMN0074 | SS Cable Tie 4.6 x 450mm
CNMN0075 | Anchor Bolt M16 x 140mm
CNMN0076 | LED Tube Light 2FT, 9W, Day Light
CNMN0077 | Std Stud Anchor Bolt HSV M12 x 120
CNMN0078 | Flexible Aluminium Duct Hose 12''
CNMN0079 | Horse Clip 14''
CNMN0080 | Dispenser HDM 500CB with Cassette
CNMN0081 | Anchor Bolt 14mm x 4''
CNMN0082 | Nozzle Cleaning Jel
CNRV0001 | Weekly Consumable Requirment up to Tanking
CNRV0002 | Weekly Consumable Requirment - Testing
CNRV0003 | Weekly Consumable Requirment - Dispatch
CNTL0002 | Cutting Disk 100 x 1 x 16mm
CNTL0004 | Grinding Disk 7"x1/4"
CNTL0006 | Hole saw 25mm
CNTL0007 | Chop-saw Wheel 335 x 3 x 25mm
CNTL0008 | Hole saw 20mm
CNTL0009 | Hack Saw Blade
CNTL0010 | Hole saw 22mm
CNTL0011 | Drill Bit 7mm
CNTL0012 | Hole saw 30mm
CNTL0013 | Drill Bit 6.5 mm
CNTL0014 | Hole saw 32mm
CNTL0015 | Drill Bit 12mm
CNTL0019 | Drill Bit 3.5mm
CNTL0020 | Blind rivet 5mm x 10 mm
CNTL0022 | Drill Bit 6mm
CNTL0023 | Drill Bit 13.0 mm
CNTL0024 | Drill Bit 14mm
CNTL0025 | Drill Bit 8mm
CNTL0029 | Drill Bit 1mm
CNTL0030 | Drill Bit 2mm
CNTL0031 | Drill Bit 5.5mm
CNTL0033 | Drill Bit 10.5 mm
CNTL0034 | Drill Bit 7.5mm
CNTL0035 | Drill Bit 4.5mm
CNTL0037 | Cutting wheel blue - 100mmX2.5mmX16mm
CNTL0038 | Cutting Disk 105mmX1mmX16mm
CNTL0039 | Cutting Wheel Blue 180X3mm
CNTL0040 | Cutting Wheel 100x0.8x16mm
CNTL0041 | Cutting Wheel 100x3x16mm
CNTL0042 | Grinding Wheel 7''x1/4'' (180 x 6 x 22)
CNTL0043 | Cutting Wheel 7''x1/4''
CNTL0054 | Band Saw Blade
CNTL0056 | Sanding Belt 5 x 73 - Grit 100
CNTL0057 | Buffing Wheel
CNTL0060 | Hole Saw 89mm German
CNTL0063 | Drill Bit 28mm
CNTL0066 | Grinding Wheel 100 x 6 x 16mm
CNTL0073 | Carbon Brush DEWALT DW 803-B1 (1000W)
CNTL0074 | Hole Saw 60mm
CNTL0075 | Drill Bit 17.5 mm
CNTL0076 | Crimping Dies SR_1
CNTL0077 | Crimping Dies SRD-01
CNTL0078 | Crimping Dies SRD-02
CNTL0080 | Glue kit for PosiTest AT-A Automatic ATA20
CNTL0081 | 20mm Dollies (100 Pack) for PosiTest AT-A Automatic ATA20
CNWA0001 | Glass Binding Tape
CNWA0002 | Silver Rod 1.6m
CNWA0003 | Cotton Tape - 12
CNWA0004 | Cotton Tape - 19
CNWA0005 | Cotton Tape - 25
CNWA0006 | Linen Tape 1/2"
CNWA0007 | Cable Tie 4" - Black
CNWA0008 | Cable Tie 8" - Black
CNWA0009 | Brazing Rod 1/8
CNWA0010 | Aluminium Welding Rod - 1.6
CNWA0011 | Gas LP 13 kg
CNWA0012 | Gas Argon
CNWA0013 | Permacel Tape (Rainforced Polyester Adhesive Tape F038 - 19mm x 50m)
CNWA0014 | Self Adhesive Tape (Fixon Clear Polyester Adhesive Tape F311 - 12mm x 90m)
CNWA0015 | Red Insulation Varnish
CNWA0016 | Synteko Glue PVAC 3326
CNWA0017 | Glue Assembly Foam
CNWA0024 | Cable Tie 4" White
CNWA0025 | Cable Tie 8" White
CNWA0026 | Wel-Bronze Flux (225g)
CNWA0027 | Glass Banding Tape Resin Type G - 1" wide x 100 yard length bolts (B0822GB1)
CNWA0028 | Timber Stick 25x45x1000mm for Standard Production
CNWA0029 | Timber Stick 25x40x1000mm for Standard Production
CNWA0031 | Adhesive Tape Nomex 6512 (Base 0.05mm) 22mm x 50M
CNWA0032 | Adhesive Tape Nomex 6512 (Base 0.05mm) 25mm x 50M
CNWA0033 | Adhesive Varnish P80 - ELANTAS
CNWA0034 | Pressboard Polyester Sheet with Thickness 0.35 mm x 20 mm for Core Corners
CNWA0035 | Blue Lacquer Cellocoat Flambouyant Blue (4 Ltr Can)
CNWA0036 | Aluminium Flux - F400
CNWA0037 | Cotton Tape - 14
CRAS0100 | Copper Lead Set for250/33 IDICO Assembly
CRAS0104 | Copper Lead Set for 200/11/415 Assembly
CRLV0100 | Copper Lead Set for IDECO 250/33/415 LV
CRLV0101 | Copper Lead Set for IDECO 400/33/415 LV
CRLV0102 | Copper Lead Set for IDECO 630/33/415 LV
CRLV0103 | Copper Lead Set for IDECO 1000/33/415 LV
CRLV0104 | Copper Lead Set for 200/11/415 LV
CUAS0001 | Copper Lead Set for 100/33/415 Assembly
CUAS0002 | Copper Lead Set for 160/33/415 Assembly
CUAS0003 | Copper Lead Set for 250/33/415 Assembly
CUAS0004 | Copper Lead Set for 400/33/415 Assembly
CUAS0005 | Copper Lead Set for 630/33/415 Assembly
CUAS0006 | Copper Lead Set for 800/33/415 Assembly
CUAS0007 | Copper Lead Set for 1000/33/415 Assembly
CUAS0008 | Copper Lead Set for 100/11/415 Assembly
CUAS0009 | Copper Lead Set for 160/11/415 Assembly
CUAS0010 | Copper Lead Set for 250/11/415 Assembly
CUAS0011 | Copper Lead Set for 400/11/415 Assembly
CUAS0012 | Copper Lead Set for 630/11/415 Assembly
CUAS0013 | Copper Lead Set for 800/11/415 Assembly
CUAS0014 | Copper Lead Set for 1000/11/415 Assembly
CUAS0015 | Copper Lead Set for 1000/33/400 Assembly EU Loss Design Indoor
CUAS0016 | Copper Lead Set for 2000/33/415 Assembly EU Loss Design Indoor
CUAS0017 | Copper Lead Set for 2500/33/415 Assembly EU Loss Design Indoor
CUAS0026 | Copper Lead Set for 160/33/400 Assembly Standard AT
CUAS0034 | Copper Lead Set for Multi Step Oval 100/33/415 Assembly Ph1
CUAS0046 | Copper Lead Set for 5MVA 33/11kV Assembly
CUAS0056 | Copper Lead Set for Multi Step Oval 250/33/415 Assembly Ph1
CUAS0063 | Copper Lead Set for 200/33/400 Assembly
CUAS0093 | Copper Lead Set for 950/33/1000 Assembly
CUAS0098 | Copper Lead Set for 3MVA/33/400 Assembly
CUAS0101 | Copper Lead Set for 500/33/415 Assembly
CUAS0102 | Copper Lead Set for 33kV 110V NVD Transformer Assembly
CUAS0128 | Copper Lead Set for 50/33/415 Assembly
CUAS0134 | Copper Lead Set for 2000/33/11 Assembly
CUAS0172 | Copper Lead Set for 1500/11/415 Assembly
CUAS0222 | Copper Lead Set for Multi Step Oval 400/33/415 Assembly Ph2 Indoor
CUAS0242 | Copper Lead Set for Multi Step Oval 800/33/400 Assembly
CUAS0274 | Copper Lead Set for 200/11/433 Assembly
CUAS0309 | Copper Lead Set for 200/11/400 Assembly
CUAS0319 | Copper Lead Set for 2500/33/440 Assembly
CUAS0322 | Copper Lead Set for 1250/11/415 Assembly
CUAS0330 | Copper Lead Set for 350/3.3/415 Assembly
CUAS0344 | Copper Lead Set for 2000/33/415 Assembly
CUAS0371 | Copper Lead Set for 1250/33/400 Assembly
CUAS0374 | Copper Lead Set for 800/11/415 Assembly
CUAS0376 | Copper Lead Set for 1000/33/415 Assembly for CT2080
CUAS0382 | Copper Lead Set for 2000/3.3/415 Assembly Yd1
CUAS0396 | Copper Lead Set for 2000/11/3.3 Assembly
CUAS0408 | Copper Lead Set for 3150/11/415 Assembly
CUAS0410 | Copper Lead Set for 200/33/400 Assembly
CUAS0411 | Copper Lead Set for 2000/33/3.3 Assembly
CUAS0418 | Copper Lead Set for 1500/33 Assembly
CUAS0421 | Copper Lead Set for 800/33/400 Assembly
CUAS0429 | Copper Lead Set for 2500/33/690 Assembly
CUAS0430 | Copper Lead Set for 400/33/400 Assembly
CUAS0443 | Copper Lead Set for 200/33/400 Assembly
CUAS0452 | Copper Lead Set for 1000/11/400 Assembly
CUAS0457 | Copper Lead Set for 1000kVA 11kV 415V 3� Transformer with On Load Tap Changer and LV Box Assembly
CUAS0458 | Copper Lead Set for Assembly_630kVA 11kV 415V 3� Transformer for LTLT Solar System
CUAS0459 | Copper Lead Set for 2600/33/690 Assembly
CUAS0464 | Copper Lead Set for 1750/33/400 Assembly
CUAS0477 | Copper Lead Set for 1600/33/400 Assembly
CUAS0487 | Copper Lead Set for 250/400/220 Assembly
CUAS0493 | Copper Lead Set for 1500/33/11 Assembly
CUAS0494 | Copper Lead Set for 2500/33/415 Assembly
CUAS0495 | Copper Lead Set for 630/33/400 Solar Assembly
CUAS0506 | Copper Lead Set for 2000/33/415 Assembly
CUAS0508 | Copper Lead Set for Multi Step Oval 160/33/415 Assembly Ph1
CUAS0509 | Copper Lead Set for Multi Step Oval 400/33/415 Assembly Ph1
CUAS0510 | Copper Lead Set for Multi Step Oval 630/33/415 Assembly Ph1
CUAS0511 | Copper Lead Set for Multi Step Oval 800/33/415 Assembly Ph1
CUAS0512 | Copper Lead Set for Multi Step Oval 1000/33/415 Assembly Ph1
CUAS0513 | Copper Lead Set for 3000/33/433 Assembly
CUAS0523 | Copper Lead Set for 1250/33/415 Assembly
CUAS0528 | Copper Lead Set for1250/33/800 Assembly
CUAS0531 | Copper Lead Set for Multi Step Oval 100/33/415 Assembly Ph2
CUAS0532 | Copper Lead Set for Multi Step Oval 160/33/415 Assembly Ph2
CUAS0533 | Copper Lead Set for Multi Step Oval 250/33/415 Assembly Ph2
CUAS0534 | Copper Lead Set for Multi Step Oval 400/33/415 Assembly Ph2
CUAS0535 | Copper Lead Set for Multi Step Oval 630/33/415 Assembly Ph2
CUAS0536 | Copper Lead Set for Multi Step Oval 800/33/415 Assembly Ph2
CUAS0537 | Copper Lead Set for Multi Step Oval 1000/33/415 Assembly Ph2
CUAS0541 | Copper Lead Set for1250/33/800 Assembly
CUAS0545 | Copper Lead Set for1000/33/800 Assembly
CUAS0547 | Copper Lead Set for1000/33/400 Assembly
CUAS0548 | Copper Lead Set for 630/33/400 Assembly CT1984
CUAS0549 | Copper Lead Set for 2500/33/690 Assembly
CUAS0572 | Copper Lead Set for 2000/33/400 Assembly CT2007
CUAS0574 | Copper Lead Set for 1600/33/415 Assembly CT2009
CUAS0576 | Copper Lead Set for 1000/33/415 Assembly CT2013
CUAS0578 | Copper Lead Set for Assembly 3500/2500/1000kVA , 6000V/420V/420V, ONAN , Three winding transformer
CUAS0580 | Copper Lead Set for 100/11/415 Assembly New Design Ph2
CUAS0581 | Copper Lead Set for 160/11/415 Assembly New Design Ph2
CUAS0582 | Copper Lead Set for 250/11/415 Assembly New Design Ph2
CUAS0583 | Copper Lead Set for 400/11/415 Assembly New Design Ph2
CUAS0584 | Copper Lead Set for 630/11/415 Assembly New Design Ph2
CUAS0585 | Copper Lead Set for 800/11/415 Assembly New Design Ph2
CUAS0586 | Copper Lead Set for 1000/11/415 Assembly New Design Ph2
CUAS0593 | Copper Lead Set for 1000/11/415 Assembly New Design Ph2 Indoor
CUAS0594 | Copper Lead Set for 1000/33/400 Assembly EU Loss Design
CUAS0595 | Copper Lead Set for 1250/33/400 Assembly EU Loss Design
CUAS0596 | Copper Lead Set for 1600/33/400 Assembly EU Loss Design
CUAS0597 | Copper Lead Set for 2000/33/400 Assembly EU Loss Design
CUAS0598 | Copper Lead Set for 2500/33/400 Assembly EU Loss Design
CUAS0600 | Copper Lead Set for 1000/33/415 Assembly EU Loss Design
CUAS0601 | Copper Lead Set for 1250/33/415 Assembly EU Loss Design
CUAS0602 | Copper Lead Set for 1600/33/415 Assembly EU Loss Design
CUAS0603 | Copper Lead Set for 2000/33/415 Assembly EU Loss Design
CUAS0604 | Copper Lead Set for 2500/33/415 Assembly EU Loss Design
CUAS0604-R3 | Copper Lead Set for 2500/33/415 Assembly EU Loss Design
CUAS0605 | Copper Lead Set for 3150/33/415 Assembly EU Loss Design
CUAS0606 | Copper Lead Set for 1000/33/690 Assembly EU Loss Design
CUAS0610 | Copper Lead Set for 2500/33/690 Assembly EU Loss Design
CUAS0612 | Copper Lead Set for 1000/33/800 Assembly EU Loss Design
CUAS0620 | Copper Lead Set for 75/33/400 Assemblyfor CT2020
CUAS0621 | Copper Lead Set for 200/11/400 Assembly CT2031
CUAS0623 | Copper Lead Set for Assembly 1250kVA, 400V/800V, ONAN , Three winding transformer
CUAS0679 | Copper Lead Set for 1600/11/400 Assembly Ynd11 I/D CT2099
CUAS0680 | Copper Lead Set for 1500/11/400 Assembly EU Loss Design
CUAS0685 | Copper Lead Set for 2000/3.3/440 Assembly
CUAS0717 | Copper Lead Set for 1000/33/400 Assembly EU Loss Design - AL Winding
CUAS0720 | Copper Lead Set for 2000/33/400 Assembly EU Loss Design - AL Winding
CUAS0735 | Copper Lead Set for 1000/33/690 Assembly EU Loss Design - AL Winding
CUAS0736 | Copper Lead Set for 1250/33/690 Assembly EU Loss Design - AL Winding
CUAS0742 | Copper Lead Set for 1250/33/800 Assembly EU Loss Design - AL Winding
CUAS0813 | Copper Lead Set for 1000/11/415 Assembly EU Loss Design
CUAS0816 | Copper Lead Set for 2000/11/415 Assembly EU Loss Design
CUAS0884 | Copper Lead Set for 3150/33/3300 Assembly EU Loss Design
CUAS0888 | Copper Lead Set for 2000/33/6300 Assembly EU Loss Design
CUAS0890 | Copper Lead Set for 3150/33/6300 Assembly EU Loss Design
CUAS1065 | Copper Lead Set for Multi Step Oval 100/33/415 EU Loss Design
CUAS1066 | Copper Lead Set for Multi Step Oval 160/33/415 EU Loss Design
CUAS1067 | Copper Lead Set for Multi Step Oval 250/33/415 EU Loss Design
CUAS1068 | Copper Lead Set for Multi Step Oval 400/33/415 EU Loss Design
CUAS1069 | Copper Lead Set for Multi Step Oval 630/33/415 EU Loss Design
CUAS1070 | Copper Lead Set for Multi Step Oval 800/33/415 EU Loss Design
CUAS1101 | Copper Lead Set for Multi Step Oval 100/11/415 EU Loss Design
CUAS1102 | Copper Lead Set for Multi Step Oval 160/11/415 EU Loss Design
CUAS1103 | Copper Lead Set for Multi Step Oval 250/11/415 EU Loss Design
CUAS1104 | Copper Lead Set for Multi Step Oval 400/11/415 EU Loss Design
CUAS1105 | Copper Lead Set for Multi Step Oval 630/11/415 EU Loss Design
CUAS1106 | Copper Lead Set for Multi Step Oval 800/11/415 EU Loss Design
CUAS1107 | Copper Lead Set for 1600/11/400 Assembly EU Loss Design
CUAS1131 | Copper Lead Set for 4000/33/690 Assembly EU Loss Design
CUAS1133 | Copper Lead Set for 1250/33/415 Assembly EU Loss Design
CUAS1137 | Copper Lead Set for Multi Step Oval 630/33/433
CUAS2000 | Copper Lead Set for 1000/33/415 Assembly EU Loss Design
CUBB0001 | Copper Bus Bars 03mmx025mmx3650mm
CUBB0002 | Copper Bus Bars 06mmx038mmx3650mm
CUBB0003 | Copper Bus Bars 06mmx050mmx3650mm
CUBB0004 | Copper Bus Bars 06mmx075mmx3650mm
CUBB0005 | Copper Bus Bars 04mmx038mmx3650mm
CUBB0006 | Copper Bus Bars 06mmx100mmx3650mm
CUBB0007 | Copper Bus Bars 10mmx100mmx3650mm
CUBB0008 | Copper Bus Bars 20mmx100mmx3650mm
CUBB0009 | Copper Bus Bars 03mmx030mmx3650mm
CUBB0010 | Tin Plated Copper Bus Bars 03x30x410mm
CUBB0011 | Tin Plated Copper Bus Bars 03x30x585mm
CUBB0012 | Tin Plated Copper Bus Bars 03x30x600mm
CUBB0013 | Tin Plated Copper Bus Bars 03x30x715mm Phase A
CUBB0014 | Tin Plated Copper Bus Bars 03x30x1320mm
CUBB0015 | Tin Plated Copper Bus Bars 06x38x210mm
CUBB0016 | Tin Plated Copper Bus Bars 06x38x510mm
CUBB0017 | Tin Plated Copper Bus Bars 06x38x700mm
CUBB0018 | Tin Plated Copper Bus Bars 06x38x740mm
CUBB0019 | Tin Plated Copper Bus Bars 06x38x850mm
CUBB0020 | Tin Plated Copper Bus Bars 06x50x480mm
CUBB0021 | Tin Plated Copper Bus Bars 06x50x685mm
CUBB0022 | Tin Plated Copper Bus Bars 06x50x740mm
CUBB0023 | Tin Plated Copper Bus Bars 06x50x1120mm
CUBB0024 | Tin Plated Copper Bus Bars 06x78x1120mm
CUBB0025 | Tin Plated Copper Bus Bars 06x50x740mm
CUBB0026 | Tin Plated Copper Bus Bars 03mmx030mmx3650mm
CUBB0027 | Tin Plated Copper Bus Bars 06mmx075mmx3650mm
CUBB0028 | Tin Plated Copper Bus Bars 6mmx100mmx3650mm
CUBB0029 | Tin Plated Copper Bus Bars 10mmx100mmx3650mm
CUBB0030 | Tin Plated Copper Bus Bars 20mmx100mmx1250mm
CUBB0032 | Tin Plated Copper Bus Bars 6mmx100mmx1005mm for CT1955
CUBB0033 | Tin Plated Copper Bus Bars 10mmx100mmx1030mm for CT2009
CUBB0034 | Tin Plated Copper Bus Bars 20mmx100mmx1320mm for CT1959
CUBB0035 | Tin Plated Copper Bus Bars 10mmx100mmx1030mm for CT1966(A)
CUBB0036 | Tin Plated Copper Bus Bars 06mmx100mmx845mm for 1000/33/400 Std Solar
CUBB0037 | Tin Plated Copper Bus Bars 20mmx100mmx1190mm for 2000/33/415 CT2003
CUBB0038 | Tin Plated Copper Bus Bars 06mmx75mmx845mm for 1000/33/800 CT-1979(A) & CT-1978(A)
CUBB0039 | Tin Plated Copper Bus Bars 20x100x1254mm for 2500/33/415 CT1988
CUBB0040 | Tin Plated Copper Bus Bars 10x100x1254mm for 2500/33/415 CT1988
CUBB0041 | Tin Plated Copper Bus Bars 10x100x900mm for 1250/33/800 CT2015
CUBB0042 | Tin Plated Copper Bus Bars 20x100x1351mm for 2000/33/415 CT2006
CUBB0043 | Tin Plated Copper Bus Bars 12x100x918mm for 1000/33/415 CT2013
CUBB0044 | Copper Bus Bars 12mmx100mmx3650mm
CUBB0045 | Tin Plated Copper Bus Bars 12x100x1184mm for CT2017
CUBB0046 | Tin Plated Copper Bus Bars 12x100x1334mm for CT2017
CUBB0047 | Tin Plated Copper Bus Bars 3x50x796mm for CT2017
CUBB0048 | Tin Plated Copper Bus Bars 12x100x1064mm for DT2000-I
CUBB0049 | Tin Plated Copper Bus Bars 20x100x1194mm for DT2000-II
CUBB0050 | Tin Plated Copper Bus Bars 20x100x1084mm for DT3150-I
CUBB0051 | Tin Plated Copper Bus Bars 20x100x1384mm for DT3150-II
CUBB0052 | Tin Plated Copper Bus Bars 10x100x1384mm for DT3150-II
CUBB0053 | Tin Plated Copper Bus Bars 6x75x929mm for EN1250
CUBB0054 | Tin Plated Copper Bus Bars 12x100x918mm for 1700A Cast Resin
CUBB0055 | Copper Bus Bars 08mmx80mmx3650mm
CUBB0056 | Tin Plated Copper Bus Bars 03x30x715mm Phase B & C
CUBB0057 | Tin Plated Copper Bus Bars 03x25x516mm CT2031
CUBB0058 | Tin Plated Copper Bus Bars 10x100x1614mm for DT3150-II Type B
CUBB0059 | Tin Plated Copper Bus Bars 20x100x1614mm for DT3150-II Type B
CUBB0061 | Tin Plated Copper Bus Bars 2x40x190mm for CT2020
CUBB0062 | Tin Plated Copper Bus Bars 6x75x150mm for CT2103
CUBB0063 | Coponal Bus Bars 8x80x1021mm for 1250/33/800 AL
CUBB0064 | Coponal Bus Bars 8x80x1037mm for 1250/33/800 AL
CUBB0065 | Coponal Bus Bars 8x80x1016mm for 1250/33/690 AL
CUBB0066 | Coponal Bus Bars 8x80x1032mm for 1250/33/690 AL
CUBB0067 | Coponal Bus Bars 8x80x3000mm
CUBB0070 | Coponal Bus Bars 20x100x1093mm for 2000/33/400 AL
CUBB0071 | Coponal Bus Bars 20x100x1064mm for 2000/33/400 AL
CUBB0072 | Coponal Bus Bars 10x100x1049mm for 1000/33/400 AL
CUBB0073 | Coponal Bus Bars 10x100x1063mm for 1000/33/400 AL
CUBB0074 | Tin Plated Copper Bus Bars 20x100x1354mm for DT2000-II Special with 6 Holes
CUBB0075 | Copper Bus Bars 05mmx100mmx3650mm
CUBB0076 | Coponal Bus Bars 12x100x1033mm for 1250/33/400 AL
CUBB0077 | Coponal Bus Bars 12x100x1050mm for 1250/33/400 AL
CUEW0001 | Copper Enamel Round Winding Wire Grade 2 Class 180 - 1.00mm
CUEW0002 | Copper Enamel Round Winding Wire Grade 2 Class 180 - 1.40mm
CUEW0003 | Copper Enamel Round Winding Wire Grade 2 Class 180 - 1.80mm
CUEW0004 | Copper Enamel Round Winding Wire Grade 2 Class 180 - 1.90mm
CUEW0005 | Copper Enamel Round Winding Wire Grade 2 Class 180 -2.30mm
CUEW0005-T | Copper Enamel Round Winding Wire Grade 2 Class 180 -2.30mm
CUEW0006 | Copper Enamel Round Winding Wire Grade 2 Class 180 - 2.80mm
CUEW0007 | Copper Enamel Round Winding Wire Grade 2 Class 180 - 3.00mm
CUEW0008 | Copper Enamel Round Winding Wire Grade 2 Class 180 - 3.30mm
CUEW0009 | Copper Enamel Round Winding Wire Grade 2 Class 180 - 3.70mm
CUEW0010 | Copper Enamel Round Winding Wire Grade 2 Class 180 - 0.61mm
CUEW0010-T | Copper Enamel Round Winding Wire Grade 2 Class 180 - 0.61mm
CUEW0011 | Copper Enamel Round Winding Wire Grade 2 Class -180 - 0.78mm
CUEW0012 | Copper Enamel Round Winding Wire Grade 2 Class 180 - 0.79mm
CUEW0013 | Copper Enamel Round Winding Wire 0.87mm
CUEW0014 | Copper Enamel Round Winding Wire Grade 2 Class 180 - 1.06mm
CUEW0015 | Copper Enamel Round Winding Wire Grade 2 Class 180 -1.34mm
CUEW0016 | Copper Enamel Round Winding Wire 1.48mm
CUEW0017 | Copper Enamel Round Winding Wire Grade 2 Class 180 - 2.00mm
CUEW0018 | Copper Enamel Round Winding Wire Grade 2 Class 180 - 2.12mm
CUEW0019 | Copper Enamel Round Winding Wire Grade 2 Class 180 - 2.24mm
CUEW0019-D | Copper Enamel Round Winding Wire Grade 2 Class 180 - 2.24mm
CUEW0020 | Copper Enamel Round Winding Wire 2.36mm
CUEW0022 | Copper Enamel Round Winding Wire Grade 2 Class 180 - 3.55mm
CUEW0023 | Copper Enamel Round Winding Wire Grade 2 Class 180 - 3.90mm
CUEW0024 | Copper Enamel Round Winding Wire Grade 2 Class 180 - 0.25mm
CUEW0025 | Copper Enamel Round Winding Wire Grade 2 Class 180 - 1.65mm
CUEW0025-T | Copper Enamel Round Winding Wire Grade 2 Class 180 - 1.65mm
CUEW0026 | Copper Enamel Round Winding Wire Grade 2 Class 180 - 1.60mm
CUEW0027 | Copper Enamel Round Winding Wire Grade 2 Class 180 - 2.03mm
CUEW0028 | Copper Enamel Round Winding Wire Grade 2 Class 180 - 2.07mm
CUEW0031 | Copper Enamel Round Winding Wire 0.69mm
CUEW0032 | Copper Enamel Round Winding Wire Grade 2 Class 180 - 0.80mm
CUEW0034 | Copper Enamel Round Winding Wire 1.66mm
CUEW0035 | Copper Enamel Round Winding Wire 1.99mm
CUEW0037 | Copper Enamel Round Winding Wire Grade 2 Class 180 - 1.36mm
CUEW0038 | Copper Enamel Round Winding Wire 3.12mm
CUEW0039 | Copper Enamel Round Winding Wire Grade 2 Class 180 - 2.66mm
CUEW0040 | Copper Enamel Round Winding Wire 0.67mm
CUEW0042 | Copper Enamel Round Winding Wire Grade 2 Class 180 - 0.82mm
CUEW0043 | Copper Enamel Round Winding Wire Grade 2 Class 180 - 2.69mm
CUEW0044 | Copper Enamel Round Winding Wire 0.58mm
CUEW0045 | Copper Enamel Round Winding Wire Grade 2 Class 180 - 2.46mm
CUEW0048 | Copper Enamel Round Winding Wire Grade 2 Class 180 - 2.18mm
CUEW0049 | Copper Enamel Round Winding Wire Grade 2 Class 180 - 2.67mm
CUEW0050 | Copper Enamel Round Winding Wire Grade 2 Class 180 - 0.75mm
CUEW0051 | Copper Enamel Round Winding Wire Grade 2 Class 180 - 1.74mm
CUEW0052 | Copper Enamel Round Winding Wire Grade 2 Class 180 - 0.63mm
CUEW0053 | Copper Enamel Round Winding Wire Grade 2 Class 180 - 2.10mm
CUEW0054 | Copper Enamel Round Winding Wire Grade 2
CUEW0055-D | Copper Enamel Round Winding Wire Grade 2 Class 180 - 2.70mm
CUEW0056 | Copper Enamel Round Winding Wire Grade 2 Class 180 - 1.70mm
CUEW0057 | Copper Enamel Round Winding Wire Grade 2 Class 180 - 2.05mm
CUEW0057-D | Copper Enamel Round Winding Wire Grade 2 Class 180 - 2.05mm
CUEW0058 | Copper Enamel Round Winding Wire Grade 2 Class 180 - 1.05mm
CUEW0059 | Copper Enamel Round Winding Wire Grade 2 Class 180 - 2.45mm
CUEW0059-D | Copper Enamel Round Winding Wire Grade 2 Class 180 - 2.45mm
CUEW0060 | Copper Enamel Round Winding Wire Grade 2 Class 180 - 2.60mm
CUEW0060-D | Copper Enamel Round Winding Wire Grade 2 Class 180 - 2.60mm
CUEW0061-D | Copper Enamel Round Winding Wire Grade 2 Class 180 - 3.05mm
CUEW0062 | Copper Enamel Round Winding Wire Grade 2 Class 180 - 3.20mm
CUEW0062-D | Copper Enamel Round Winding Wire Grade 2 Class 180 - 3.20mm
CUEW0063-D | Copper Enamel Round Winding Wire Grade 2 Class 180 - 2.35mm
CUEW0064 | Copper Enamel Round Winding Wire Grade 2 Class 180 - 1.85mm
CUEW0065 | Copper Enamel Round Winding Wire Grade 2 Class 180 - 2.90mm
CUEW0066 | Copper Enamel Round Winding Wire Grade 2 Class 180 - 3.40mm
CUEW0067 | Copper Enamel Round Winding Wire Grade 2 Class 180 - 0.95mm
CUEW0068 | Copper Enamel Round Winding Wire Grade 2 Class 180 - 1.20mm
CUEW0069 | Copper Enamel Round Winding Wire Grade 2 Class 180 - 2.25mm
CUEW0070 | Copper Enamel Round Winding Wire Grade 2 Class 180 - 1.45mm
CUFL0001 | Copper Foil 0.70 X 260 mm
CUFL0002 | Copper Foil 0.27 X 240 mm
CUFL0004 | Copper Foil 0.45 X 260 mm
CUFL0005 | Copper Foil 0.70 X 270 mm
CUFL0006 | Copper Foil 0.80 X 450 mm
CUFL0007 | Copper Foil 0.80 X 500 mm
CUFL0008 | Copper Foil 1.00 X 560 mm
CUFL0009 | Copper Foil 1.50 X 630 mm
CUFL0010 | Copper Foil 2.00 X 700 mm
CUFL0011 | Copper Foil 2.30 X 800 mm
CUFL0012 | Copper Foil 0.19 X 215 mm
CUFL0013 | Copper Foil 0.15x275mm
CUFL0014 | Copper Foil 0.40x350mm
CUFL0015 | Copper Foil 0.60x400mm
CUFL0016 | Copper Foil 0.58 x 290mm
CUFL0018 | Copper Foil 0.59 x 235mm
CUFL0021 | Copper Foil 0.35 x 285mm
CUFL0022 | Copper Foil 0.68 x 305mm
CUFL0023 | Copper Foil 0.38 x 340mm
CUFL0025 | Copper Foil 0.50 x 365mm
CUFL0026 | Copper Foil 0.84 x 350mm
CUFL0027 | Copper Foil 1.20 x 460mm
CUFL0028 | Copper Foil 1.03 x 385mm
CUFL0029 | Copper Foil 1.1 x 300mm
CUFL0030 | Copper Foil 1.55 x 480mm
CUFL0031 | Copper Foil 2.00 X 800 mm
CUFL0034 | Copper Foil 2.50 X 700 mm
CUFL0035 | Copper Foil 0.5 X 215 mm
CUFL0036 | Copper Foil 0.20 X 250 mm
CUFL0037 | Copper Foil 0.30 X 250 mm
CUFL0038 | Copper Foil 0.10 X 660 mm
CUFL0039 | Copper Foil 0.60 x 290 mm
CUFL0040 | Copper Foil 0.20 x 210 mm
CUFL0041 | Copper Foil 0.30 x 215 mm
CUFL0042 | Copper Foil 0.50 x 230 mm
CUFL0043 | Copper Foil 0.75 x 400 mm
CUFL0044 | Copper Foil 0.85 x 490 mm
CUFL0045 | Copper Foil 0.80 x 650 mm
CUFL0047 | Copper Foil 0.65 x 170 mm
CUFL0048 | Copper Foil 0.40 x 275 mm
CUFL0049 | Copper Foil 0.55 x 330 mm
CUFL0050 | Copper Foil 0.75 x 405 mm
CUFL0051 | Copper Foil 0.85 x 425 mm
CUFL0052 | Copper Foil 0.90 x 540 mm
CUFL0053-D | Copper Foil 1.00 x 650 mm
CUFL0054 | Copper Foil 0.45 x 630 mm (Double Foil)
CUFL0054-D | Copper Foil 0.45 x 630 mm
CUFL0055 | Copper Foil 0.50 x 650 mm (Double Foil)
CUFL0055-D | Copper Foil 0.50 x 650 mm
CUFL0055-T | Copper Foil 0.50 x 650 mm
CUFL0056-D | Copper Foil 0.60 x 685 mm
CUFL0057 | Copper Foil 0.70 x 755 mm (Double Foil)
CUFL0057-D | Copper Foil 0.70 x 755 mm
CUFL0058-D | Copper Foil 0.80 x 760 mm
CUFL0059-D | Copper Foil 1.35 x 800 mm
CUFL0061 | Copper Foil 0.25 x 310 mm
CUFL0062 | Copper Foil 0.30 x 340 mm
CUFL0063 | Copper Foil 0.30 x 40 mm
CUFL0064 | Copper Foil 0.50 x 240 mm
CUFL0065 | Copper Foil 0.65x 415 mm
CUFL0066 | Copper Foil 0.25 x 280 mm
CUFL0067 | Copper Foil 0.40 x 320 mm
CUFL0068 | Copper Foil 0.50 x 370 mm
CUFL0069 | Copper Foil 0.80 x 530 mm
CUFL0070 | Copper Foil 0.90 x 565 mm
CUFL0074 | Copper Foil 0.39 x 370 mm
CUFL0075 | Copper Foil 0.29 x 330 mm
CUFX0001 | Flexible Braided Connector for 250A (50mm2) 25x4x180mm
CUFX0002 | Flexible Braided Connector for 630A (200mm2) 32x13x230mm
CUFX0003 | Flexible Braided Connector for 1250A (500mm2) 65x12x390mm
CUFX0004 | Flexible Braided Connector for 1250A (500mm2) 65x12x380mm
CUFX0005 | Flexible Braided Connector for 2000A (800mm2) 100x13x415mm
CUFX0006 | Flexible V Form Connector for 320A ARCU 100x10x78mm
CUFX0007 | Flexible Braided Connector for 250A (50mm2) 30x4.5x180mm
CUFX0008 | Flexible Braided Connector for 630A (200mm2) 40x10x230mm
CUFX0012 | Flexible Braided Connector for 2000A (900mm2) 100x17x420mm for Above 1000kVA
CUFX0013 | Flexible Braided Connector for 3150A (1800mm2)
CUFX0093 | Flexible Braided Connector 60x10x345mm (300mm2) for 950/33/1000
CUFX0242 | Flexible Braided Connector for 800/33/400 Assembly
CUFX0452 | Flexible Braided Connector 60x10x280mm (300mm2) for 1000/11/400 Assembly
CUFX0531 | Flexible Braided Connector 30x5x245mm (50mm2) for 100/33/415 Assembly Ph2
CUFX0531-R5 | Flexible Braided Connector 30x5x275mm (50mm2) for 100/33/415 Assembly Ph2
CUFX0532 | Flexible Braided Connector 40x6x245mm (120mm2) for 160/33/415 Assembly Ph2
CUFX0533 | Flexible Braided Connector 40x6x265mm (120mm2) for 250/33/415 Assembly Ph2
CUFX0534 | Flexible Braided Connector 60x7x290mm (200mm2) for 400/33/415 Assembly Ph2
CUFX0535 | Flexible Braided Connector 60x10x310mm (300mm2) for 630/33/415 Assembly Ph2
CUFX0536 | Flexible Braided Connector 100x7x485mm (375mm2) for 800/33/415 Assembly Ph2
CUFX0536-5 | Flexible Braided Connector 100x7x500mm (375mm2) for 800/33/415 Assembly Ph2
CUFX0537 | Flexible Braided Connector 100x9x500mm (400mm2) for 1000/33/415 Assembly Ph2
CUFX0576 | Flexible Braided Connector 75x6x315mm (250mm2) for 1000/33/415
CUFX0578 | Flexible Braided Connector for 3500/2500/1000kVA , 6000V/420V/420V, ONAN , Three winding transformer
CUFX0580 | Flexible Braided Connector 30x5x265mm (50mm2) for 100/11/415 Assembly Ph2
CUFX0581 | Flexible Braided Connector 40x6x255mm (120mm2) for 160/11/415 Assembly Ph2
CUFX0582 | Flexible Braided Connector 40x6x265mm (120mm2) for 250/11/415 Assembly Ph2
CUFX0583 | Flexible Braided Connector 60x7x290mm (200mm2) for 400/11/415 Assembly Ph2
CUFX0584 | Flexible Braided Connector 60x10x310mm (300mm2) for 630/11/415 Assembly Ph2
CUFX0585 | Flexible Braided Connector 100x7x505mm (350mm2) for 800/11/415 Assembly Ph2
CUFX0586 | Flexible Braided Connector 100x9x495mm (400mm2) for 1000/11/415 Assembly Ph2
CUFX0587 | Flexible Braided Connector 30x5x310mm (50mm2) for 100/11/415 Indoor Assembly Ph2
CUFX0593 | Flexible Braided Connector 75x8x310mm (300mm2) for 1000/11/415
CUFX0594 | Flexible Braided Connector 100x8x485mm (400mm2) for 1000/33/400 EU Assembly
CUFX0595 | Flexible Braided Connector 110x8x485mm (500mm2) for 1250/33/400 EU Assembly
CUFX0596 | Flexible Braided Connector for 1600/33/400 EU Assembly
CUFX0597 | Flexible Braided Connector for 2000/33/400 EU Assembly
CUFX0598 | Flexible Braided Connector 120x10x670mm (600mm2) for 2500/33/400 EU Assembly
CUFX0600 | Flexible Braided Connector 60x12x260mm (400mm2) for 1000/33/415 EU Assembly
CUFX0601 | Flexible Braided Connector 80x8x300mm (300mm2) for 1250/33/415 EU Assembly
CUFX0601-1 | Flexible Braided Connector 80x14x300mm (600mm2) for 1250/33/415 EU Assembly
CUFX0602 | Flexible Braided Connector 80x16x375mm (800mm2) for 1600/33/415 EU Assembly
CUFX0603 | Flexible Braided Connector 100x10x388mm (500mm2) for 2000/33/415 EU Assembly
CUFX0604 | Flexible Braided Connector 120x17x470mm (1200mm2) for 2500/33/415 EU Assembly
CUFX0604-R2 | Flexible Braided Connector 120x17x470mm (1200mm2) for 2500/33/415 EU Assembly
CUFX0605 | Flexible Braided Connector 120x12x520mm (700mm2) for 3150/33/415 EU Assembly
CUFX0605-R1 | Flexible Braided Connector 120x20x425mm (xxx mm2) for 3150/33/415 EU Assembly
CUFX0610 | Flexible Braided Connector 120x6x425mm (300mm2) for 2500/33/690 EU Assembly
CUFX0612 | Flexible Braided Connector 60x6x315mm (200mm2) for 1000/33/800 EU Assembly
CUFX0621 | Flexible Braided Connector 38x4x180mm (400mm2) for 200/11/400 CT2031
CUFX0623 | Flexible Braided Connector for 1250/33/400 & 800 RD2006
CUFX0679 | Flexible Braided Connector for 1600/11/400 Assembly Ynd11 I/D CT2099
CUFX0680 | Flexible Braided Connector for 1500/11/400 EU Assembly
CUFX0685 | Flexible Braided Connector 120x10x540mm (600mm2) for 2000/3.3/440 CT2057
CUFX0717 | Flexible Braided Connector for 1000/33/400 EU Assembly - AL Winding
CUFX0718 | Flexible Braided Connector for 1250/33/400 EU Assembly - AL Winding
CUFX0720 | Flexible Braided Connector for 2000/33/400 EU Assembly - AL Winding
CUFX0725 | Flexible Braided Connector for 1600/33/415 EU Assembly - AL Winding
CUFX0735 | Flexible Braided Connector for 1000/33/690 EU Assembly - AL Winding
CUFX0736 | Flexible Braided Connector for 1250/33/690 EU Assembly - AL Winding
CUFX0742 | Flexible Braided Connector for 1250/33/800 EU Assembly - AL Winding
CUFX0813 | Flexible Braided Connector for 1000/11/415 EU Loss Design
CUFX0816 | Flexible Braided Connector for 2000/11/415 EU Assembly
CUFX1062 | Flexible Braided Connector for 400/33/400 EU Loss Design
CUFX1063 | Flexible Braided Connector for 630/33/400 EU Loss Design
CUFX1065 | Flexible Braided Connector for 100/33/415 EU Loss Design
CUFX1066 | Flexible Braided Connector for 160/33/415 EU Loss Design
CUFX1067 | Flexible Braided Connector for 250/33/415 EU Loss Design
CUFX1068 | Flexible Braided Connector for 400/33/415 EU Loss Design
CUFX1069 | Flexible Braided Connector for 630/33/415 EU Loss Design
CUFX1070 | Flexible Braided Connector for 800/33/415 EU Loss Design
CUFX1101 | Flexible Braided Connector for 100/11/415 EU Loss Design
CUFX1102 | Flexible Braided Connector for 160/11/415 EU Loss Design
CUFX1103 | Flexible Braided Connector for 250/11/415 EU Loss Design
CUFX1104 | Flexible Braided Connector for 400/11/415 EU Loss Design
CUFX1105 | Flexible Braided Connector for 630/11/415 EU Loss Design
CUFX1106 | Flexible Braided Connector for 800/11/415 EU Loss Design
CUFX1107 | Flexible Braided Connector for 1600/11/400 EU Assembly
CUFX1131 | Flexible Braided Connector for 4000/33/690 EU Assembly
CUFX1133 | Flexible Braided Connector for 1250/33/415 EU Assembly
CUFX1137 | Flexible Braided Connector for 630/33/433
CUFX2000 | Flexible Braided Connector for 1000/33/415 EU Loss Design
CULV0001 | Copper Lead Set for 100/33/415 LV
CULV0002 | Copper Lead Set for 160/33/415 LV
CULV0003 | Copper Lead Set for 250/33/415 LV
CULV0004 | Copper Lead Set for 400/33/415 LV
CULV0005 | Copper Lead Set for 630/33/415 LV
CULV0006 | Copper Lead Set for 800/33/415 LV
CULV0007 | Copper Lead Set for 1000/33/415 LV
CULV0008 | Copper Lead Set for 100/11/415 LV
CULV0009 | Copper Lead Set for 160/11/415 LV
CULV0010 | Copper Lead Set for 250/11/415 LV
CULV0011 | Copper Lead Set for 400/11/415 LV
CULV0012 | Copper Lead Set for 630/11/415 LV
CULV0013 | Copper Lead Set for 800/11/415 LV
CULV0014 | Copper Lead Set for 1000/11/415 LV
CULV0026 | Copper Lead Set for 160/33/400 LV
CULV0034 | Copper Lead Set for Multi Step Oval 100/33/415 LV Ph1
CULV0056 | Copper Lead Set for Multi Step Oval 250/33/415 LV Ph1
CULV0093 | Copper Lead Set for 950/33/1000 LV
CULV0098 | Copper Lead Set for 3MVA/33/400 MOD
CULV0101 | Copper Lead Set for 500/33/415 LV
CULV0147 | Copper Lead Set for 400/33 IDECO
CULV0148 | Copper Lead Set for 630/33 IDECO
CULV0172 | Copper Lead Set for 1500/11/415 LV
CULV0242 | Copper Lead Set for Multi Step Oval 800/33/400 LV
CULV0274 | Copper Lead Set for 200/11/433 LV
CULV0309 | Copper Lead Set for 200/11/400 LV
CULV0319 | Copper Lead Set for 2500/33/440 LV
CULV0322 | Copper Lead Set for 1250/11/415 LV
CULV0344 | Copper Lead Set for 2000/33/415 LV
CULV0382 | Copper Lead Set for 2000/3.3/415 LV Yd1
CULV0408 | Copper Lead Set for 3150/11/415 LV
CULV0410 | Copper Lead Set for 200/33/400 LV
CULV0418 | Copper Lead Set for 1500/33 LV
CULV0421 | Copper Lead Set for 800/33/400 LV
CULV0429 | Copper Lead Set for 2500/33/690 LV
CULV0430 | Copper Lead Set for 400/33/400 LV
CULV0443 | Copper Lead Set for 200/33/400 LV
CULV0452 | Copper Lead Set for 1000/11/400 LV
CULV0458 | Copper Lead Set for LV_630kVA 11kV 415V 3� Transformer for LTLT Solar System
CULV0459 | Copper Lead Set for 2600/33/690 LV
CULV0464 | Copper Lead Set for 1750/33/400 LV
CULV0477 | Copper Lead Set for 1600/33/400 LV
CULV0487 | Copper Lead Set for 250/400/220 LV
CULV0494 | Copper Lead Set for 2500/33/415 LV
CULV0504 | Copper Lead Set for 500/33/433 LV
CULV0506 | Copper Lead Set for 2000/33/415 LV
CULV0508 | Copper Lead Set for Multi Step Oval 160/33/415 LV Ph1
CULV0509 | Copper Lead Set for Multi Step Oval 400/33/415 LV Ph1
CULV0510 | Copper Lead Set for Multi Step Oval 630/33/415 LV Ph1
CULV0511 | Copper Lead Set for Multi Step Oval 800/33/415 LV Ph1
CULV0512 | Copper Lead Set for Multi Step Oval 1000/33/415 LV Ph1
CULV0523 | Copper Lead Set for 1250/33/415 LV
CULV0528 | Copper Lead Set for 1250/33/800 LV
CULV0531 | Copper Lead Set for Multi Step Oval 100/33/415 LV Ph2
CULV0532 | Copper Lead Set for Multi Step Oval 160/33/415 LV Ph2
CULV0533 | Copper Lead Set for Multi Step Oval 250/33/415 LV Ph2
CULV0534 | Copper Lead Set for Multi Step Oval 400/33/415 LV Ph2
CULV0535 | Copper Lead Set for Multi Step Oval 630/33/415 LV Ph2
CULV0536 | Copper Lead Set for Multi Step Oval 800/33/415 LV Ph2
CULV0537 | Copper Lead Set for Multi Step Oval 1000/33/415 LV Ph2
CULV0541 | Copper Lead Set for 1250/33/800 LV
CULV0545 | Copper Lead Set for 1000/33/800 LV
CULV0547 | Copper Lead Set for 1000/33/400 LV
CULV0548 | Copper Lead Set for 630/33/4005 LV CT1984
CULV0549 | Copper Lead Set for 2500/33/690 LV
CULV0569 | Copper Lead Set for 2000/33/415 LV
CULV0572 | Copper Lead Set for 2000/33/400 LV CT2007
CULV0574 | Copper Lead Set for 1600/33/415 LV winding CT2009
CULV0578 | Copper Lead Set for LV 3500/2500/1000kVA , 6000V/420V/420V, ONAN , Three winding transformer
CULV0580 | Copper Lead Set for 100/11/415 LV New Design Ph2
CULV0581 | Copper Lead Set for 160/11/415 LV New Design Ph2
CULV0582 | Copper Lead Set for 250/11/415 LV New Design Ph2
CULV0583 | Copper Lead Set for 400/11/415 LV New Design Ph2
CULV0584 | Copper Lead Set for 630/11/415 LV New Design Ph2
CULV0585 | Copper Lead Set for 800/11/415 LV New Design Ph2
CULV0586 | Copper Lead Set for 1000/11/415 LV New Design Ph2
CULV0594 | Copper Lead Set for 1000/33/400 LV EU Loss Design
CULV0594-R1 | Copper Lead Set for 1000/33/400 LV EU Loss Design
CULV0595 | Copper Lead Set for 1250/33/400 LV EU Loss Design
CULV0596 | Copper Lead Set for 1600/33/400 LV EU Loss Design
CULV0597 | Copper Lead Set for 2000/33/400 LV EU Loss Design
CULV0598 | Copper Lead Set for 2500/33/400 LV EU Loss Design
CULV0600 | Copper Lead Set for 1000/33/415 LV EU Loss Design
CULV0601 | Copper Lead Set for 1250/33/415 LV EU Loss Design
CULV0602 | Copper Lead Set for 1600/33/415 LV EU Loss Design
CULV0603 | Copper Lead Set for 2000/33/415 LV EU Loss Design
CULV0604 | Copper Lead Set for 2500/33/415 LV EU Loss Design
CULV0605 | Copper Lead Set for 3150/33/415 LV EU Loss Design
CULV0610 | Copper Lead Set for 2500/33/690 LV EU Loss Design
CULV0612 | Copper Lead Set for 1000/33/800V LV EU Loss Design
CULV0621 | Copper Lead Set for 200/11/400 LV CT2031
CULV0623 | Copper Lead Set for LV 1250kVA, 400V/800V, ONAN , Three winding transformer
CULV0679 | Copper Lead Set for 1600/11/400 LV Ynd11 I/D CT2099
CULV0680 | Copper Lead Set for 1500/11/400 LV EU Loss Design
CULV0685 | Copper Lead Set for 2000/3.3/440 LV
CULV0813 | Copper Lead Set for 1000/11/415 LV EU Loss Design
CULV0816 | Copper Lead Set for 2000/11/415 LV EU Loss Design
CULV1065 | Copper Lead Set for Multi Step Oval 100/33/415 EU Loss Design
CULV1066 | Copper Lead Set for Multi Step Oval 160/33/415 EU Loss Design
CULV1067 | Copper Lead Set for Multi Step Oval 250/33/415 EU Loss Design
CULV1068 | Copper Lead Set for Multi Step Oval 400/33/415 EU Loss Design
CULV1069 | Copper Lead Set for Multi Step Oval 630/33/415 EU Loss Design
CULV1070 | Copper Lead Set for Multi Step Oval 800/33/415 EU Loss Design
CULV1101 | Copper Lead Set for Multi Step Oval 100/11/415 EU Loss Design
CULV1102 | Copper Lead Set for Multi Step Oval 160/11/415 EU Loss Design
CULV1103 | Copper Lead Set for Multi Step Oval 250/11/415 EU Loss Design
CULV1104 | Copper Lead Set for Multi Step Oval 400/11/415 EU Loss Design
CULV1105 | Copper Lead Set for Multi Step Oval 630/11/415 EU Loss Design
CULV1106 | Copper Lead Set for Multi Step Oval 800/11/415 EU Loss Design
CULV1107 | Copper Lead Set for 1600/11/400 LV EU Loss Design
CULV1131 | Copper Lead Set for 4000/33/690 LV EU Loss Design
CULV1133 | Copper Lead Set for 1250/33/415 LV EU Loss Design
CULV1137 | Copper Lead Set for Multi Step Oval 630/33/433
CULV2000 | Copper Lead Set for 1000/33/415 LV EU Loss Design
CURE0001 | Copper Enameled Rectangular Winding Wire 6.7 X 2.7 mm
CURE0002 | Copper Enameled Rectangular Winding Wire 14.5 X 4.5 mm
CURE0003 | Copper Enameled Rectangular Winding Wire Grade 2 2.9 X 5.8 mm
CURE0004 | Copper Enameled Rectangular Winding Wire Grade 2 3.0 X 6.5 mm
CURP0001 | Copper Paper Covered Rectangular Winding Wire 2.7 x 6.7 x 0.5mm
CURP0002 | Copper Paper Covered Rectangular Winding Wire 1.90 x 4.85 mm
CURP0003 | Copper Paper Covered Rectangular Winding Wire 3.9x7.6 x0.5 mm
CURP0005 | Copper Paper Covered Rectangular Winding Wire 4.5 x 14.5 x 0.5 mm
CURP0010 | Copper Paper Covered Rectangular Winding Wire 4.6 x 8.0 x0.5 mm
CURP0012 | Copper Paper Covered Rectangular Winding Wire 2.1 x 4.8 x 0.5 mm
CURP0013 | Copper Paper Covered Rectangular Winding Wire 3.6 x 4.1 x 0.5 mm
CURP0014 | Copper Paper Covered Rectangular Winding Wire 4.0 x 7.4 x 0.5 mm
CURP0015 | Copper Paper Covered Rectangular Winding Wire 4.5 x 10 x 0.5mm
CURP0016 | Copper Paper Covered Rectangular Winding Wire 3.5 x 7.5 x 0.5 mm
CURP0017 | Copper Paper Covered Rectangular Winding Wire 2.5 x 8.0 x 0.5 mm
CURP0017-T | Copper Paper Covered Rectangular Winding Wire 2.5 x 8.0 x 0.5 mm
CURP0018 | Copper Paper Covered Rectangular Winding Wire 1.9 x 12.5 x 0.5 mm
CURP0019 | Copper Paper Covered Rectangular Winding Wire 3.5 x 9.5 x 0.5 mm
CURP0020 | Copper Paper Covered Rectangular Winding Wire 3.5 x 11.5 x 0.5 mm
CURP0021 | Copper Paper Covered Rectangular Winding Wire 3.5 x 17.5 x 0.5 mm
CUTW0001 | Tapping Wire 7/1.7mm Bare Copper
CUTW0002 | Tapping Wire 19/1.35mm Bare Copper
CUTW0003 | Tapping Wire 3mm/5mm Paper Covered Copper
CUTW0004 | Tapping Wire 7/1.04 mm Bare Copper
CUTW0005 | Tapping Wire 30/0.25 mm Bare Copper
CUTW0006 | Tapping Wire 19/2.52 mm Bare Copper (95mm2)
CUTW0007 | Tapping Wire 5mm/7mm Paper Covered Copper
CUTW0008 | Tapping Wire 37/2.03 mm Bare Copper (120mm2)
CUTW0009 | Tapping Wire 37/2.25 mm Bare Copper (150mm2)
EIAC0001 | Gapless Metal Oxide Surge Arrestor 33kV 10kA
EIAC0002 | Expulsion Fuse Cut-Out 33kV 100A
EIAC0003 | Elbow Connector with Accessories for INT2004
EIAC0004 | 33kV 150Sqmm Outdoor Heat Shrink End Termination Kit
EIAC0005 | 33kV 150Sqmm Indoor Heat Shrink End Termination Kit
EIAC0006 | Cable Gland BW 4C-50mm2
EIAC0007 | Plastic Cable Gland PG48 for 35-40mm Dia
EIAC0008 | Cable Gland CW 4C-400mm2
EIAC0009 | Cable Lug 400 x 12mm
EIAC0010 | End Cap 400mm2 - Brown
EIAC0011 | End Cap 400mm2 - Black
EIAC0012 | End Cap 400mm2 - Ash
EIAC0013 | End Cap 400mm2 - Blue
EIAC0014 | 33kV Pin Insulators
EIAC0015 | 33kV Tension Insulators
EIAC0016 | H Connectors for Raccoon Conductor
EIAC0017 | Service Connectors for Raccoon Conductor
EIAC0019 | Air Break Switch 33kV, 630A 3 Phase
EIAC0020 | GI Pin Cross Arm
EIAC0021 | GI Tension Cross Arm
EIAC0022 | End Cap 240mm2 - Brown
EIAC0023 | End Cap 240mm2 - Black
EIAC0024 | End Cap 240mm2 - Ash
EIAC0025 | End Cap 240mm2 - Green
EIAC0026 | Cable Ties 300x7.6mm Black
EIOT0001 | ICOG VCB Panel with Copper Busbar (33kV 1250A 31.5kA VD4 Indoor type
EIOT0002 | Cable 3 Core 150 Sq.mm 18/30 (36)kV
EIOT0003 | Operating Rod 7 MTs Orange (1.4MTs x 5) with Carring Case
EIOT0004 | RR Earth Rod Solid Copper 16mm x 3000mm
EIOT0005 | Ground Enhancement Materials (11.2 kg)
EIOT0006 | Earth Pit Concrete 300mmx300mmx300mm
EIOT0007 | Earth Enhancement Materials
EIOT0008 | lug
EIOT0009 | Cable 7/4.09 Racoon (1000mx3)
EIOT0010 | Cable 6 Core 2.5mm CU/PVC/PVC - Control Cables
EIOT0011 | Al Binding Wires
EIOT0012 | Cable 1 Core 19/2.14mm (70mm2) CU/XLPE/PVC
EIOT0013 | Cable 1 Core 61/2.25mm (240mm2) CU/XLPE/PVC
EIOT0015 | Control Cable 1.5mm2 (Red, Yellow, Green, Blue)
EIOT0016 | Spiral (Medium)
EIOT0017 | Copper Plated RR Earth Rod 16mm x 3000mm
ESHB0001 | Electrical Steel 100 W/kg 0.27 x 050 mm
ESHB0003 | Electrical Steel 100 W/kg 0.27 x 070 mm
ESHB0003-T | Electrical Steel 100 W/kg 0.27 x 070 mm
ESHB0004 | Electrical Steel 100 W/kg 0.27 x 080 mm
ESHB0005 | Electrical Steel 100 W/kg 0.27 x 090 mm
ESHB0006 | Electrical Steel 100 W/kg 0.27 x 100 mm
ESHB0006-T | Electrical Steel 100 W/kg 0.27 x 100 mm
ESHB0007 | Electrical Steel 100 W/kg 0.27 x 110 mm
ESHB0007-T | Electrical Steel 100 W/kg 0.27 x 110 mm
ESHB0008 | Electrical Steel 100 W/kg 0.27 x 120 mm
ESHB0009 | Electrical Steel 100 W/kg 0.27 x 130 mm
ESHB0010 | Electrical Steel 100 W/kg 0.27 x 140 mm
ESHB0011 | Electrical Steel 100 W/kg 0.27 x 150 mm
ESHB0012 | Electrical Steel 100 W/kg 0.27 x 160 mm
ESHB0013 | Electrical Steel 100 W/kg 0.27 x 170 mm
ESHB0014 | Electrical Steel 100 W/kg 0.27 x 180 mm
ESHB0015 | Electrical Steel 100 W/kg 0.27 x 190 mm
ESHB0016 | Electrical Steel 100 W/kg 0.27 x 200 mm
ESHB0017 | Electrical Steel 100 W/kg 0.27 x 210 mm
ESHB0018 | Electrical Steel 100 W/kg 0.27 x 220 mm
ESHB0019 | Electrical Steel 100 W/kg 0.27 x 230 mm
ESHB0020 | Electrical Steel 100 W/kg 0.27 x 240 mm
ESHB0021 | Electrical Steel 100 W/kg 0.27 x 250 mm
ESHB0022 | Electrical Steel 100 W/kg 0.27 x 260 mm
ESHB0023 | Electrical Steel 100 W/kg 0.27 x 270 mm
ESHB0024 | Electrical Steel 100 W/kg 0.27 x 280 mm
ESHB0026 | Electrical Steel 100 W/kg 0.27 x 300 mm
ESHB0028 | Electrical Steel 100 W/kg 0.27 x 320 mm
ESHB0029 | Electrical Steel 100 W/kg x 330 mm
ESHB0030 | Electrical Steel 100 W/kg 0.27 x 340 mm
ESHB0031 | Electrical Steel 100 W/kg 0.27 x 175 mm
ESHB0032 | Electrical Steel 100 W/kg 0.27 x 60 mm
ESLA0002 | Electrical Steel 085 W/kg 0.23 x 060mm
ESLA0004 | Electrical Steel 085 W/kg 0.23 x 080mm
ESLA0004-D | Electrical Steel 085 W/kg 0.23 x 080mm
ESLA0006 | Electrical Steel 085 W/kg 0.23 x 100mm
ESLA0006-D | Electrical Steel 085 W/kg 0.23 x 100mm
ESLA0006-T | Electrical Steel 085 W/kg 0.23 x 100mm
ESLA0007 | Electrical Steel 085 W/kg 0.23 x 110mm
ESLA0007-D | Electrical Steel 085 W/kg 0.23 x 110mm
ESLA0009 | Electrical Steel 085 W/kg 0.23 x 130mm
ESLA0009-D | Electrical Steel 085 W/kg 0.23 x 130mm
ESLA0010 | Electrical Steel 085 W/kg 0.23 x 140mm
ESLA0010-D | Electrical Steel 085 W/kg 0.23 x 140mm
ESLA0010-T | Electrical Steel 085 W/kg 0.23 x 140mm
ESLA0013 | Electrical Steel 085 W/kg 0.23 x 170mm
ESLA0013-D | Electrical Steel 085 W/kg 0.23 x 170mm
ESLA0013-T | Electrical Steel 085 W/kg 0.23 x 170mm
ESLA0014 | Electrical Steel 085 W/kg 0.23 x 180mm
ESLA0014-D | Electrical Steel 085 W/kg 0.23 x 180mm
ESLA0015 | Electrical Steel 085 W/kg 0.23 x 190 mm
ESLA0015-D | Electrical Steel 085 W/kg 0.23 x 190 mm
ESLA0016-D | Electrical Steel 085 W/kg 0.23 x 200 mm
ESLA0016-T | Electrical Steel 085 W/kg 0.23 x 200 mm
ESLA0017 | Electrical Steel 085 W/kg 0.23 x 210 mm
ESLA0017-D | Electrical Steel 085 W/kg 0.23 x 210 mm
ESLA0017-T | Electrical Steel 085 W/kg 0.23 x 210 mm
ESLA0018 | Electrical Steel 085 W/kg 0.23 x 220 mm
ESLA0018-D | Electrical Steel 085 W/kg 0.23 x 220 mm
ESLA0019 | Electrical Steel 085 W/kg 0.23 x 230mm
ESLA0019-D | Electrical Steel 085 W/kg 0.23 x 230mm
ESLA0020-D | Electrical Steel 085 W/kg 0.23 x 240mm
ESLA0021 | Electrical Steel 085 W/kg 0.23 x 250 mm
ESLA0021-D | Electrical Steel 085 W/kg 0.23 x 250 mm
ESLA0022-D | Electrical Steel 085 W/kg 0.23 x 260 mm
ESLA0023 | Electrical Steel 085 W/kg 0.23 x 270mm
ESLA0023-D | Electrical Steel 085 W/kg 0.23 x 270mm
ESLA0024-D | Electrical Steel 085 W/kg 0.23 x 280mm
ESLA0026 | Electrical Steel 085 W/kg 0.23 x 300mm
ESLA0028 | Electrical Steel 085 W/kg 0.23 x 320mm
ESLA0030 | Electrical Steel 085 W/kg 0.23 x 340mm
ESLA0031 | Electrical Steel 085 W/kg 0.23 x 090mm
ESLA0032 | Electrical Steel 085 W/kg 0.23 x 120mm
ESLA0032-D | Electrical Steel 085 W/kg 0.23 x 120mm
ESLA0033 | Electrical Steel 085 W/kg 0.23 x 290 mm
ESLA0034 | Electrical Steel 085 W/kg 0.23 x 160 mm
ESLA0034-D | Electrical Steel 085 W/kg 0.23 x 160 mm
ESLA0035 | Electrical Steel 085 W/kg 0.23 x 70mm
ESLA0035-D | Electrical Steel 085 W/kg 0.23 x 70mm
ESLA0037 | Electrical Steel 085 W/kg 0.23 x 150mm
ESLA0037-D | Electrical Steel 085 W/kg 0.23 x 150mm
ESLA0038 | Electrical Steel 085 W/kg 0.23 x 350mm
ESLA0039 | Electrical Steel 085 W/kg 0.23 x 360mm
FTBR0001 | Brass Bolt M12x35
FTGL0001 | GI Bolt M08X25
FTGL0002 | GI Bolt M08X50
FTGL0003 | GI Bolt M10X25
FTGL0004 | GI Bolt M12X35
FTGL0005 | GI Bolt M12X50
FTGL0006 | GI Bolt M16x40
FTGL0007 | GI Bolt M16X60
FTGL0008 | GI Flat Washer M10.5 x 34 x 2 mm
FTGL0009 | GI Flat Washer M13 x 34 x 2 mm
FTGL0010 | GI Flat Washer 8.5 x 18 x 1.2 mm
FTGL0011 | GI Flat Washer 12.4 X 25 X 2 mm
FTGL0012 | GI Flat Washer M16
FTGL0013 | GI Spring Washer M12
FTGL0014 | GI Spring Washer M10
FTGL0015 | GI Spring Washer M16
FTGL0016 | GI Spring Washer M8
FTGL0019 | GI Nuts M08 X 1.25
FTGL0020 | GI Nuts M10 x 1.5 Strength Class 8.8
FTGL0021 | GI Nuts M12 x 1.75 Strength Class 8.8
FTGL0022 | GI Nuts M16 X 2
FTGL0023 | GI Nut M20 x 2.5 Strength Class 8.8
FTGL0024 | GI Bolt M10 x 40 Strength Class 8.8
FTGL0025 | GI Flat Washer 13 X 22 X 2 MM
FTGL0026 | GI Flat Washer M10.5 x 22 x 2 mm
FTGL0027 | GI Bolt M10X50
FTGL0028 | GI Bolt M10 x 60 Strength Class 8.8
FTGL0029 | GI Bolt M12 X 60
FTGL0030 | GI Spring Washer M20
FTGL0032 | GI Bolt M12 X 40 Strength Class 8.8
FTGL0033 | GI Flat Washer M12 x 27 x 2 mm
FTGL0034 | GI Bolt M10x30mm Strength Class 8.8
FTGL0037 | GI Flat Washer M10.5x20x2mm
FTGL0039 | GI Flat Washer M12 x 24 x 2 mm
FTGL0040 | GI Bolt M20 x 75 Strength Class 8.8 Fully Threaded
FTGL0041 | GI Flat Washer M20
FTGL0044 | GI Flat Washer M10x25x2mm
FTPL0001 | Plated Bolt M06X25
FTPL0002 | Plated Bolt M08X16
FTPL0003 | Plated Bolt M08X25
FTPL0004 | Plated Bolt M08X30
FTPL0005 | Plated Bolt M08X40
FTPL0006 | Plated Bolt M08X50
FTPL0007 | Plated Bolt M10 x 20
FTPL0008 | Plated Bolt M10X25
FTPL0009 | Plated Bolt M10X30
FTPL0010 | Plated Bolt M10x40
FTPL0011 | Plated Bolt M10X50
FTPL0012 | Plated Bolt M10X60 mm
FTPL0013 | Plated Bolt M12X35
FTPL0014 | Plated Bolt M12X50
FTPL0015 | Plated Bolt M12X60
FTPL0016 | Plated Bolt M16X40
FTPL0017 | Plated Bolt M16X50
FTPL0018 | Plated Bolt M18X100
FTPL0019 | Plated Flat Washer M10 (10.5x22x2mm)
FTPL0020 | Plated Flat Washer M12 (13x22x2mm)
FTPL0021 | Plated Flat Washer M06
FTPL0022 | Plated Flat Washer M10 (10.5x34x2mm)
FTPL0023 | Plated Flat Washer M12 (13x30x2mm)
FTPL0024 | Plated Flat Washer M16
FTPL0025 | Plated Flat Washer M18 (18x40x2.5mm)
FTPL0026 | Plated Flat Washer M8 (8x18x1.2mm)
FTPL0027 | Plated Flat Washer M12 (13x34x2mm)
FTPL0028 | Plated Flat Washer M16 (16x34x2mm)
FTPL0029 | Plated Spring Washer M12
FTPL0030 | Plated Spring Washer M16
FTPL0031 | Plated Spring Washer M18
FTPL0032 | Plated Spring Washer M6
FTPL0033 | Plated Nut M6
FTPL0034 | Plated Spring Washer M8
FTPL0035 | Plated Spring Washer M10
FTPL0036 | Plated Nut M8
FTPL0037 | Plated Nut M10
FTPL0038 | Plated Nut M16
FTPL0039 | Plated Nut M12
FTPL0041 | Plated Nut M18
FTPL0043 | Plated Nut M24
FTPL0044 | Plated Nut M20
FTPL0045 | Plated Spring Washer M20
FTPL0046 | Plated Spring Washer M24
FTPL0047 | Plated Flat Washer M12 (13x24x2mm)
FTPL0048 | Plated Flat Washer M20
FTPL0051 | Plated Flat Washer M10 (10.5x25x1.8mm)
FTPL0053 | Plated Flat Washer M24
FTPL0054 | Plated Bolt M12X30
FTPL0055 | Plated Nut M22
FTPL0056 | Plated Bolt M10X80 mm
FTPL0057 | Plated Lock Nut 10mm
FTPL0059 | Plated Bolt M20 x 85mm Strength Class 8.8
FTPL0060 | Plated Nut M20 Strength Class 8.8
FTPL0063 | Plated Spring Washer M22
FTPL0065 | Plated Flat Washer M22 8.8
FTPL0067 | Plated Bolt M12X80
FTPL0068 | Plated Bolt M16 x 60mm Strength Class 8.8
FTPL0069 | Plated Flat Washer M10 (10.5x30x2mm)
FTPL0070 | Plated Bolt 06x35mm
FTPL0071 | Plated Flat Washer M8 (8x30x2mm)
FTPL0072 | Plated Bolt 16x30mm
FTPL0073 | Half Thread Plated Bolt M24 x 120 - 8.8 Strength
FTPL0074 | Plated Bolt M10X35
FTPL0075 | Plated Bolt M12X25
FTPL0076 | Plated Bolt M12X40
FTPL0077 | Plated Bolt M10 x 30mm Strength Class 8.8
FTPL0078 | Disc Spring Washer M10 (10.2 x 20 x 1.1 mm) Grade 60si2Mna Non Galvanized
FTPL0079 | Disc Spring Washer M12 (12.2 x 25 x 1.5 mm) Grade 60si2Mna Non Galvanized
FTPL0080 | Plated Lock Nut 8mm
FTSS0001 | SS Spring Washer M6 (Grade 304)
FTSS0002 | SS Bolts M6 x 12 (Grade 304)
FTSS0003 | SS Bolts M6x16
FTSS0004 | SS Bolt M6 x 20 (Grade 304)
FTSS0005 | SS Bolt M6 x 25 (Grade 304)
FTSS0006 | SS Bolt M8 x 25mm (Grade 304 A2-80)
FTSS0007 | SS Bolt M08X50
FTSS0008 | SS Bolt M10X150
FTSS0009 | SS Bolt M10 x 20 (Grade 304 A2 -70)
FTSS0010 | SS Bolt M10X30
FTSS0011 | SS Bolt M10 x 40mm (Grade 304 A2-80)
FTSS0011-T | SS Bolt M10 x 40mm (Grade 304)
FTSS0012 | SS Bolt M10 x 50 (Grade 304)
FTSS0013 | SS Bolt M12 x 35 (Grade 304 A2-80)
FTSS0014 | SS Flat Washer M10 (10.5x22x2mm) Grade 304
FTSS0014-T | SS Flat Washer M10 (10.5x22x2mm) Grade 304
FTSS0015 | SS Flat Washer M10 (10x30x2mm) Grade 304
FTSS0016 | SS Flat Washer M12 (12x24x2mm) Grade 304
FTSS0016-T | SS Flat Washer M12 (12x24x2mm) Grade 304
FTSS0017 | SS Flat Washer M12 (13x22x2mm) Grade 304
FTSS0018 | SS Flat Washer M12 (12x30x2mm) Grade 304
FTSS0019 | SS Flat Washer M16 (17x30x3mm) Grade 304
FTSS0020 | SS Flat Washer M6 (6x12x1.5mm) Grade 304
FTSS0021 | SS Flat Washer M8 (8x30x2mm) Grade 304
FTSS0022 | SS Spring Washer M12 (Grade 304)
FTSS0022-T | SS Spring Washer M12 (Grade 304)
FTSS0023 | SS Spring Washer M16 (Grade 304)
FTSS0024 | SS Spring Washer M8 (Grade 304)
FTSS0025 | SS Spring Washer M10 (Grade 304)
FTSS0025-T | SS Spring Washer M10 (Grade 304)
FTSS0026 | SS Spring Washer M6 X 11.8 X 1.5 mm
FTSS0027 | SS Nut M12 x 1.75mm (Grade 304)
FTSS0027-T | SS Nut M12 x 1.75mm (Grade 304)
FTSS0028 | SS Nut M10 x 1.5mm (Grade 304 A2 -80)
FTSS0028-T | SS Nut M10 x 1.5mm (Grade 304)
FTSS0029 | SS Nut M16 x 1.5mm (Grade 304)
FTSS0030 | SS Nut M8 x 1.25mm (Grade 304 A2-80)
FTSS0031 | SS Nut M6 x 1.0 (Grade 304 A2 - 70)
FTSS0032 | Studs M10 X 20
FTSS0033 | SS DA Studs Reduced Base Long Cycle M10 X 40
FTSS0034 | SS DA Studs Reduced Base Long Cycle M10 X 55
FTSS0035 | Studs M12 X 20
FTSS0036 | SS DA Studs Rediced Base Long Cycle M12 X 35
FTSS0037 | Studs M12 X 60
FTSS0038 | SS DA Studs Reduced Base Long Cycle M08 X 40
FTSS0039 | SS DA Studs Reduced Base Long Cycle M8 X 30
FTSS0040 | Studs M12 X 50
FTSS0041 | SS DA Studs Reduced Base Long Cycle M8 X 20
FTSS0042 | SS DA Studs Reduced Base Long Cycle M10 X 25
FTSS0043 | SS DA Studs Reduced Base Long Cycle M12 X 40
FTSS0045 | SS Bolt 10 x 60mm (Grade 304)
FTSS0046 | SS Bolt M10 x 25 (Grade 304)
FTSS0047 | SS Bolt 10X90
FTSS0048 | SS Flat Washer M8 (8.5x18x1.5mm) Grade 304
FTSS0049 | SS Bolt M12 x 60 (Grade 304 A2-80)
FTSS0050 | SS Bolt M16 x 50mm (Grade 304)
FTSS0054 | SS Bolt 8X40
FTSS0056 | SS Bolts 12X20
FTSS0057 | SS Bolts 12X25
FTSS0058 | SS Bolts 12X30
FTSS0059 | SS Flat washerM8 (8x25x1.5mm) Grade 304
FTSS0060 | SS Bolt 8 x 35mm (Grade 304)
FTSS0061 | SS Bolt 12 x 50mm (Grade 304)
FTSS0062 | SS Flat Washer M8 (8x18x1.2mm) Grade 304
FTSS0076 | SS Bolt M6x35
FTSS0077 | SS Bolt M8x30
FTSS0081 | SS DA Studs Reduced Base Long Cycle M10 X 30
FTSS0082 | Studs M12 X 30
FTSS0083 | SS Bulldog Clip M8
FTSS0085 | SS Bolt M16 x 35 (Grade 304)
FTSS0087 | SS Bolt M10 x 35
FTSS0088 | SS DA Studs Reduced Base Short Cycle M6 X 30
FTSS0091 | SS Spring Washer M10 (Grade 316)
FTSS0092 | SS Flat Washer M12 (13x22x2mm) Grade 316
FTSS0093 | SS Flat Washer M12 (12x30x2mm) Grade 304
FTSS0094 | SS Spring Washer M20 (21 x 33 x 4mm)
FTSS0096 | SS Bolt M10 x 40 Grade 304 with Axial Centre Hole
FTSS0097 | SS Flat Washer M10 (10.5x25x2mm) Grade 304
FTSS0098 | Stud M12 x 55mm
FTSS0100 | SS Bolt M12 x 40mm (Grade 304 A2-80)
FTSS0100-T | SS Bolt M12 x 40mm (Grade 304)
FTSS0104 | SS U Bolt 8mm
FTSS0109 | SS Bolt & Nut M10 x 90
FTSS0110 | SS Bolt M6x40mm
FTSS0111 | SS Bolt M10 x 75mm
FTSS0112 | SS Nut M16 x 2mm (SS 316 A4 -70)
FTSS0113 | SS Half Nut M16 (SS 304 A4 -70)
FTSS0114 | SS Bolt M16 x 60mm (Grade 304)
FTSS0115 | SS Bolt M16 x 40mm (Grade 304)
FTSS0116 | SS U Bolt 10mm
FTSS0118 | SS Dome Nut M10 (Grade 304)
FTSS0119 | SS Bolt M12 x 100mm (Grade 304)
INAS0001 | Insulation Packet for 100/33/415 Assembly
INAS0002 | Insulation Packet for 160/33/415 Assembly
INAS0003 | Insulation Packet for 250/33/415 Assembly
INAS0004 | Insulation Packet for 400/33/415 Assembly
INAS0005 | Insulation Packet for 630/33/415 Assembly
INAS0006 | Insulation Packet for 800/33/415 Assembly
INAS0007 | Insulation Packet for 1000/33/415 Assembly
INAS0008 | Insulation Packet for 100/11/415 Assembly
INAS0009 | Insulation Packet for 160/11/415 Assembly
INAS0010 | Insulation Packet for 250/11/415 Assembly
INAS0011 | Insulation Packet for 400/11/415 Assembly
INAS0012 | Insulation Packet for 630/11/415 Assembly
INAS0013 | Insulation Packet for 800/11/415 Assembly
INAS0014 | Insulation Packet for 1000/11/415 Assembly
INAS0022-T | Insulation Packet for 260A 10s 33kV Assembly for CT1975(B)
INAS0023-T | Insulation Packet for 400A 10s 15kV Assembly for CT1975(A)
INAS0026 | Insulation Packet for 160/33/400 Assembly Standard AT
INAS0027 | Insulation Packet for 800A 30s 33kV Assembly Standard ET
INAS0034 | Insulation Packet for Multi Step Oval 100/33/415 Assembly Ph1
INAS0046 | Insulation Packet for 5MVA 33/11kV Assembly
INAS0056 | Insulation Packet for Multi Step Oval 250/33/415 Assembly Ph1
INAS0063 | Insulation Packet for 200/33/400 Assembly
INAS0093 | Insulation Packet for 950/33/1000 Assembly
INAS0097 | Insulation Packet for 800/33/400 Assembly New Design Ph2
INAS0098 | Insulation Packet for 3MVA/33/400 Assembly
INAS0101 | Insulation Packet for 500/33/415 Assembly
INAS0102 | Insulation Packet for 33kV 110V NVD TransformerAssembly
INAS0112 | Insulation Packet for 2500/33/415 Assembly Two Step Design
INAS0128 | Insulation Packet for 50/33/415 Assembly
INAS0134 | Insulation Packet for 2000/33/11 Assembly
INAS0172 | Insulation Packet for 1500/11/415 Assembly
INAS0201 | Insulation Packet for 5/33 Assembly
INAS0202 | Insulation Packet for 5/11 Assembly
INAS0242 | Insulation Packet for 800/33/400 Assembly
INAS0274 | Insulation Packet for 200/11/433 Assembly
INAS0309 | Insulation Packet for 200/11/400 Assembly
INAS0319 | Insulation Packet for 2500/33/440 Assembly
INAS0322 | Insulation Packet for 1250/11/415 Assembly
INAS0344 | Insulation Packet for 2000/33/415 Assembly
INAS0363 | Insulation Packet for 1000/33/400 Assembly for CT2002
INAS0382 | Insulation Packet for 2000/3.3/415 Assembly Yd1
INAS0396 | Insulation Packet for 2000/11/3.3 Assembly
INAS0408 | Insulation Packet for 3150/11/415 Assembly
INAS0410 | Insulation Packet for 200/33/400 Assembly
INAS0411 | Insulation Packet for 2000/33/3.3 Assembly
INAS0418 | Insulation Packet for 1500/33 Assembly
INAS0421 | Insulation Packet for 800/33/400 Assembly
INAS0429 | Insulation Packet for 2500/33/690 Assembly
INAS0430 | Insulation Packet for 400/33/400 Assembly
INAS0443 | Insulation Packet for 200/33/400 Assembly
INAS0452 | Insulation Packet for 1000/11/400 Assembly
INAS0457 | Insulation Packet for 1000kVA 11kV 415V 3� Transformer with On Load Tap Changer and LV Box Assembly
INAS0458 | Insulation Packet for Assembly_630kVA 11kV 415V 3� Transformer for LTLT Solar System
INAS0459 | Insulation Packet for 2600/33/690 Assembly
INAS0464 | Insulation Packet for 1750/33/400 Assembly
INAS0471 | Insulation Packet for 50/400/220 Assembly
INAS0477 | Insulation Packet for 1600/33/400 Assembly
INAS0487 | Insulation Packet for 250/400/220 Assembly
INAS0493 | Insulation Packet for 1500/33/11 Assembly
INAS0494 | Insulation Packet for 2500/33/415 Assembly
INAS0495 | Insulation Packet for 630/33/400 Solar Assembly
INAS0506 | Insulation Packet for 2000/33/415 Assembly
INAS0508 | Insulation Packet for Multi Step Oval 160/33/415 Assembly Ph1
INAS0509 | Insulation Packet for Multi Step Oval 400/33/415 Assembly Ph1
INAS0510 | Insulation Packet for Multi Step Oval 630/33/415 Assembly Ph1
INAS0511 | Insulation Packet for Multi Step Oval 800/33/415 Assembly Ph1
INAS0512 | Insulation Packet for Multi Step Oval 1000/33/415 Assembly Ph1
INAS0513 | Insulation Packet for 3000/33/400 Assembly
INAS0523 | Insulation Packet for 1250/33/415 Assembly
INAS0528 | Insulation Packet for 1250/33/800 Assembly
INAS0531 | Insulation Packet for 100/33/415 Assembly New Design Ph2
INAS0531-1 | Insulation Packet for 100/33/415 Assembly 1 New Design Ph2
INAS0531-2 | Insulation Packet for 100/33/415 Assembly 2 New Design Ph2
INAS0532 | Insulation Packet for 160/33/415 Assembly New Design Ph2
INAS0532-1 | Insulation Packet for 160/33/415 Assembly 1 New Design Ph2
INAS0532-2 | Insulation Packet for 160/33/415 Assembly 2 New Design Ph2
INAS0533 | Insulation Packet for 250/33/415 Assembly New Design Ph2
INAS0533-1 | Insulation Packet for 250/33/415 Assembly 1 New Design Ph2
INAS0533-2 | Insulation Packet for 250/33/415 Assembly 2 New Design Ph2
INAS0534 | Insulation Packet for 400/33/415 Assembly New Design Ph2
INAS0534-1 | Insulation Packet for 400/33/415 Assembly 1 New Design Ph2
INAS0534-2 | Insulation Packet for 400/33/415 Assembly 2 New Design Ph2
INAS0535 | Insulation Packet for 630/33/415 Assembly New Design Ph2
INAS0535-1 | Insulation Packet for 630/33/415 Assembly 1 New Design Ph2
INAS0535-2 | Insulation Packet for 630/33/415 Assembly 2 New Design Ph2
INAS0536 | Insulation Packet for 800/33/415 Assembly New Design Ph2
INAS0536-1 | Insulation Packet for 800/33/415 Assembly 1 New Design Ph2
INAS0536-2 | Insulation Packet for 800/33/415 Assembly 2 New Design Ph2
INAS0537 | Insulation Packet for 1000/33/415 Assembly New Design Ph2
INAS0537-1 | Insulation Packet for 1000/33/415 Assembly 1 New Design Ph2
INAS0537-2 | Insulation Packet for 1000/33/415 Assembly 2 New Design Ph2
INAS0541 | Insulation Packet for 1250/33/800 Assembly for CT1985
INAS0545 | Insulation Packet for 1000/33/800 Assembly
INAS0547 | Insulation Packet for1000/33/400 Assembly
INAS0548 | Insulation Packet for 630/33/400 Assembly
INAS0549 | Insulation Packet for 2500/33/690 Assembly
INAS0572 | Insulation Packet for 2000/33/400 Assembly CT2007
INAS0574 | Insulation Packet for 1600/33/415 Assembly CT2009
INAS0578 | Insulation Packet for Assembly 3500/2500/1000kVA , 6000V/420V/420V, ONAN , Three winding transformer
INAS0580 | Insulation Packet for 100/11/415 Assembly New Design Ph2
INAS0581 | Insulation Packet for 160/11/415 Assembly New Design Ph2
INAS0581-1 | Insulation Packet for 160/11/415 Assembly 1 New Design Ph2
INAS0581-2 | Insulation Packet for 160/11/415 Assembly 2 New Design Ph2
INAS0582 | Insulation Packet for 250/11/415 Assembly New Design Ph2
INAS0582-1 | Insulation Packet for 250/11/415 Assembly 1 New Design Ph2
INAS0582-2 | Insulation Packet for 250/11/415 Assembly 2 New Design Ph2
INAS0583 | Insulation Packet for 400/11/415 Assembly New Design Ph2
INAS0583-1 | Insulation Packet for 400/11/415 Assembly 1 New Design Ph2
INAS0583-2 | Insulation Packet for 400/11/415 Assembly 2 New Design Ph2
INAS0584 | Insulation Packet for 630/11/415 Assembly New Design Ph2
INAS0584-1 | Insulation Packet for 630/11/415 Assembly 1 New Design Ph2
INAS0584-2 | Insulation Packet for 630/11/415 Assembly 2 New Design Ph2
INAS0585 | Insulation Packet for 800/11/415 Assembly New Design Ph2
INAS0585-1 | Insulation Packet for 800/11/415 Assembly 1 New Design Ph2
INAS0585-2 | Insulation Packet for 800/11/415 Assembly 2 New Design Ph2
INAS0586 | Insulation Packet for 1000/11/415 Assembly New Design Ph2
INAS0586-1 | Insulation Packet for 1000/11/415 Assembly 1 New Design Ph2
INAS0586-2 | Insulation Packet for 1000/11/415 Assembly 2 New Design Ph2
INAS0594 | Insulation Packet for 1000/33/400 Assembly EU Loss Design
INAS0595 | Insulation Packet for 1250/33/400 Assembly EU Loss Design
INAS0596 | Insulation Packet for 1600/33/400 Assembly EU Loss Design
INAS0597 | Insulation Packet for 2000/33/400 Assembly EU Loss Design
INAS0598 | Insulation Packet for 2500/33/400 Assembly EU Loss Design
INAS0600 | Insulation Packet for 1000/33/415 Assembly EU Loss Design
INAS0601 | Insulation Packet for 1250/33/415 Assembly EU Loss Design
INAS0602 | Insulation Packet for 1600/33/415 Assembly EU Loss Design
INAS0603 | Insulation Packet for 2000/33/415 Assembly EU Loss Design
INAS0604 | Insulation Packet for 2500/33/415 Assembly EU Loss Design
INAS0605 | Insulation Packet for 3150/33/415 Assembly EU Loss Design
INAS0610 | Insulation Packet for 2500/33/690 Assembly EU Loss Design
INAS0612 | Insulation Packet for 1000/33/800 Assembly EU Loss Design
INAS0613 | Insulation Packet for 1250/33/800 Assembly EU Loss Design
INAS0620 | Insulation Packet for 75/33/400 Assembly for CT2020
INAS0621 | Insulation Packet for 200/11/400 Assembly for CT2031
INAS0623 | Insulation Packet for Assembly 1250kVA, 400V/800V, ONAN , Three winding transformer
INAS0679 | Insulation Packet for 1600/11/400 Assembly Ynd11 I/D CT2099
INAS0680 | Insulation Packet for 1500/11/400 Assembly EU Loss Design
INAS0685 | Insulation Packet for 2000/3.3/440 Assembly
INAS0687 | Insulation Packet for 160/33/415 Assembly RD2009
INAS0694 | Insulation Packet for 33kV 64V NVD Transformer Assembly Special
INAS0698-1 | Insulation Packet for 5MVA 33/11kV Assembly Stage 1
INAS0698-2 | Insulation Packet for 5MVA 33/11kV Assembly Stage 2
INAS0717 | Insulation Packet for 1000/33/400 Assembly EU Loss Design - AL Winding
INAS0718 | Insulation Packet for 1250/33/400 Assembly EU Loss Design - AL Winding
INAS0720 | Insulation Packet for 2000/33/400 Assembly EU Loss Design - AL Winding
INAS0735 | Insulation Packet for 1000/33/690 Assembly EU Loss Design - AL Winding
INAS0736 | Insulation Packet for 1250/33/690 Assembly EU Loss Design - AL Winding
INAS0742 | Insulation Packet for 1250/33/800 Assembly EU Loss Design - AL Winding
INAS0813 | Insulation Packet for 1000/11/415 Assembly EU Loss Design
INAS0816 | Insulation Packet for 2000/11/415 Assembly EU Loss Design
INAS0884 | Insulation Packet for 3150/33/3300 Assembly EU Loss Design
INAS0888 | Insulation Packet for 2000/33/6300 Assembly EU Loss Design
INAS0890 | Insulation Packet for 3150/33/6300 Assembly EU Loss Design
INAS1062 | Insulation Packet Assembly for 400/33/400 EU Loss Design
INAS1063 | Insulation Packet Assembly for 630/33/400 EU Loss Design
INAS1065 | Insulation Packet Assembly for 100/33/415 EU Loss Design
INAS1066 | Insulation Packet Assembly for 160/33/415 EU Loss Design
INAS1067 | Insulation Packet Assembly for 250/33/415 EU Loss Design
INAS1068 | Insulation Packet Assembly for 400/33/415 EU Loss Design
INAS1069 | Insulation Packet Assembly for 630/33/415 EU Loss Design
INAS1070 | Insulation Packet Assembly for 800/33/415 EU Loss Design
INAS1101 | Insulation Packet Assembly for 100/11/415 EU Loss Design
INAS1102 | Insulation Packet Assembly for 160/11/415 EU Loss Design
INAS1103 | Insulation Packet Assembly for 250/11/415 EU Loss Design
INAS1104 | Insulation Packet Assembly for 400/11/415 EU Loss Design
INAS1105 | Insulation Packet Assembly for 630/11/415 EU Loss Design
INAS1106 | Insulation Packet Assembly for 800/11/415 EU Loss Design
INAS1107 | Insulation Packet for 1600/11/400 Assembly EU Loss Design
INAS1131 | Insulation Packet for 4000/33/690 Assembly EU Loss Design
INAS1133 | Insulation Packet for 1250/33/415 Assembly EU Loss Design
INAS1135 | Insulation Packet for 160/11/415 for Exhibit Tf
INAS1137 | Insulation Packet Assembly for 630/33/433
INAS2000 | Insulation Packet for 1000/33/415 Assembly EU Loss Design
INBC0026 | Insulation Packet for 160/33/400 Built Core Standard AT
INBC0027 | Insulation Packet for 800A 30s 33kV Built Core Standard ET
INBC0034 | Insulation Packet for Multi Step Oval 100/33/415 Built Core Ph1
INBC0056 | Insulation Packet for Multi Step Oval 250/33/415 Built Core Ph1
INBC0093 | Insulation Packet for 950/33/1000 Core Building
INBC0097 | Insulation Packet for 800/33/400 Buillt Core New Design Ph2
INBC0134 | Insulation Packet for 2000/33/11 Built Core
INBC0201 | Insulation Packet for 5/33 Built Core
INBC0202 | Insulation Packet for 5/11 Built Core
INBC0242 | Insulation Packet for 800/33/400 Buillt Core
INBC0382 | Insulation Packet for 2000/3.3/415 Built Core Yd1
INBC0452 | Insulation Packet for 1000/11/400 BC
INBC0508 | Insulation Packet for Multi Step Oval 160/33/415 Built Core Ph1
INBC0509 | Insulation Packet for Multi Step Oval 400/33/415 Built Core Ph1
INBC0510 | Insulation Packet for Multi Step Oval 630/33/415 Built Core Ph1
INBC0511 | Insulation Packet for Multi Step Oval 800/33/415 Built Core Ph1
INBC0512 | Insulation Packet for Multi Step Oval 1000/33/415 Built Core Ph1
INBC0531 | Insulation Packet for 100/33/415 Buillt Core New Design Ph2
INBC0532 | Insulation Packet for 160/33/415 Buillt Core New Design Ph2
INBC0533 | Insulation Packet for 250/33/415 Buillt Core New Design Ph2
INBC0534 | Insulation Packet for 400/33/415 Buillt Core New Design Ph2
INBC0535 | Insulation Packet for 630/33/415 Buillt Core New Design Ph2
INBC0536 | Insulation Packet for 800/33/415 Buillt Core New Design Ph2
INBC0537 | Insulation Packet for 1000/33/415 Buillt Core New Design Ph2
INBC0572 | Insulation Packet for 2000/33/400 Built Core CT2007
INBC0574 | Insulation Packet for 1600/33/415 Built Core CT2009
INBC0578 | Insulation Packet for Built Core 3500/2500/1000kVA , 6000V/420V/420V, ONAN , Three winding transform
INBC0580 | Insulation Packet for 100/11/415 Built Core New Design Ph2
INBC0581 | Insulation Packet for 160/11/415 Built Core New Design Ph2
INBC0582 | Insulation Packet for 250/11/415 Built Core New Design Ph2
INBC0583 | Insulation Packet for 400/11/415 Built Core New Design Ph2
INBC0584 | Insulation Packet for 630/11/415 Built Core New Design Ph2
INBC0585 | Insulation Packet for 800/11/415 Built Core New Design Ph2
INBC0586 | Insulation Packet for 1000/11/415 Built Core New Design Ph2
INBC0594 | Insulation Packet for 1000/33/400 Built Core EU Loss Design
INBC0595 | Insulation Packet for 1250/33/400 Built Core EU Loss Design
INBC0596 | Insulation Packet for 1600/33/400 Built Core EU Loss Design
INBC0597 | Insulation Packet for 2000/33/400 Built Ciore EU Loss Design
INBC0598 | Insulation Packet for 2500/33/400 Built Ciore EU Loss Design
INBC0600 | Insulation Packet for 1000/33/415 Built Ciore EU Loss Design
INBC0601 | Insulation Packet for 1250/33/415 Built Ciore EU Loss Design
INBC0602 | Insulation Packet for 1600/33/415 Built Ciore EU Loss Design
INBC0603 | Insulation Packet for 2000/33/415 Built Ciore EU Loss Design
INBC0604 | Insulation Packet for 2500/33/415 Built Ciore EU Loss Design
INBC0605 | Insulation Packet for 3150/33/415 Built Ciore EU Loss Design
INBC0609 | Insulation Packet for 2000/33/690 Built Ciore EU Loss Design
INBC0610 | Insulation Packet for 2500/33/690 Built Core EU Loss Design
INBC0612 | Insulation Packet for 1000/33/800 Built Ciore EU Loss Design
INBC0613 | Insulation Packet for 1250/33/800 Built Ciore EU Loss Design
INBC0620 | Insulation Packet for 75/33/400 Built Core for CT2020
INBC0621 | Insulation Packet for 200/11/400 Built Core for CT2031
INBC0623 | Insulation Packet for Built Core 1250kVA, 400V/800V, ONAN , Three winding transformer
INBC0679 | Insulation Packet for 1600/11/400 Built Core Ynd11 I/D CT2099
INBC0680 | Insulation Packet for 1500/11/400 Built Core EU Loss Design
INBC0685 | Insulation Packet for 2000/3.3/440 Built Core
INBC0687 | Insulation Packet for 160/33/415 Built Core RD2009
INBC0694 | Insulation Packet for 33kV 64V NVD Transformer Built Core Special
INBC0698 | Insulation Packet for 5MVA 33/11kV Built Core
INBC0717 | Insulation Packet for 1000/33/400 Built Ciore EU Loss Design - AL Winding
INBC0718 | Insulation Packet for 1250/33/400 Built Ciore EU Loss Design - AL Winding
INBC0735 | Insulation Packet for 1000/33/690 Built Ciore EU Loss Design - AL Winding
INBC0736 | Insulation Packet for 1250/33/690 Built Ciore EU Loss Design - AL Winding
INBC0742 | Insulation Packet for 1250/33/800 Built Ciore EU Loss Design - AL Winding
INBC0816 | Insulation Packet for 2000/11/415 Built Core EU Loss Design
INBC0884 | Insulation Packet for 3150/33/3300 Built Core EU Loss Design
INBC0888 | Insulation Packet for 2000/33/6300 Built Core EU Loss Design
INBC0890 | Insulation Packet for 3150/33/6300 Built Core EU Loss Design
INBC1062 | Insulation Packet Buillt Core for 400/33/400 EU Loss Design
INBC1066 | Insulation Packet Buillt Core for 160/33/415 EU Loss Design
INBC1068 | Insulation Packet Buillt Core for 400/33/415 EU Loss Design
INBC1107 | Insulation Packet for 1600/11/400 Built Core EU Loss Design
INBC1131 | Insulation Packet for 4000/33/690 Built Core EU Loss Design
INBC1133 | Insulation Packet for 1250/33/415 Built Core EU Loss Design
INBC1135 | Insulation Packet for 160/11/415 for Exhibit Tf
INBC1137 | Insulation Packet Buillt Core for 630/33/433
INCB0001 | Corrugated Board Mother Reel Type I 2(T) x 2200 (W) x 3100(L) x 9(H) mm
INCB0002 | Corrugated Board Mother Reel Type B 2(T) x 2000 (W) x 3900(L) x 5.5(H) mm
INDL0002 | DDP Double Layer 0.15x490mm
INDL0003 | DDP Double Layer 0.15x560mm
INDL0004 | DDP Double Layer 0.15x340mm
INDL0005 | DDP Double Layer 0.15x540mm
INDL0006 | DDP Double Layer 0.15x600mm
INDL0007 | DDP Double Layer 0.15x315mm
INDL0008 | DDP Double Layer 0.15x615mm
INDL0010 | DDP Double Layer 0.15x510mm
INDL0011 | DDP Double Layer 0.15x335mm
INDL0012 | DDP Double Layer 0.15x660mm
INDL0013 | DDP Double Layer 0.15x440mm
INDL0014 | DDP Double Layer 0.15x278mm
INDL0015 | DDP Double Layer 0.15x280mm
INDL0016 | DDP Double Layer 0.15x233mm
INDL0017 | DDP Double Layer 0.15x258mm
INDL0018 | DDP Double Layer 0.15x260mm
INDL0019 | DDP Double Layer 0.15x235mm
INDL0020 | DDP Double Layer 0.15x290mm
INDL0022 | DDP Double Layer 0.15x299mm
INDL0023 | DDP Double Layer 0.15x319mm
INDL0024 | DDP Double Layer 0.15x354mm
INDL0026 | DDP Double Layer 0.15x370mm
INDL0028 | DDP Double Layer 0.15x366mm
INDL0029 | DDP Double Layer 0.15x381mm
INDL0030 | DDP Double Layer 0.15x476mm
INDL0031 | DDP Double Layer 0.15x496mm
INDL0032 | DDP Double Layer 0.15x249mm
INDL0034 | DDP Double Layer 0.15x546mm
INDL0036 | DDP Double Layer 0.15x303mm
INDL0037 | DDP Double Layer 0.15x420mm
INDL0039 | DDP Double Layer 0.15x470mm
INDL0040 | DDP Double Layer 0.15x520mm
INDL0041 | DDP Double Layer 0.15x308mm
INDL0042 | DDP Double Layer 0.15x230mm
INDL0043 | DDP Double Layer 0.15x250mm
INDL0044 | DDP Double Layer 0.15x438mm
INDL0045 | DDP Double Layer 0.15x528mm
INDL0046 | DDP Double Layer 0.15x685mm
INDL0046-D | DDP Double Layer 0.15x685mm
INDL0047 | DDP Double Layer 0.15x348mm
INDL0048 | DDP Double Layer 0.15x443mm
INDL0049 | DDP Double Layer 0.15x463mm
INDL0050 | DDP Double Layer 0.15x575mm
INDL0051 | DDP Double Layer 0.15x293mm
INDL0052 | DDP Double Layer 0.15x578mm
INDL0053-D | DDP Double Layer 0.15x688mm
INDL0054-D | DDP Double Layer 0.15x723mm
INDL0055-D | DDP Double Layer 0.15x793mm
INDL0056-D | DDP Double Layer 0.15x798mm
INDL0057-D | DDP Double Layer 0.15x838mm
INDL0058-D | DDP Double Layer 0.15x668mm
INDL0063 | DDP Double Layer 0.15x433mm
INDL0064 | DDP Double Layer 0.15x298mm
INDL0065 | DDP Double Layer 0.15x338mm
INDL0066 | DDP Double Layer 0.15x388mm
INDL0067 | DDP Double Layer 0.15x568mm
INDL0068 | DDP Double Layer 0.15x603mm
INDL0070 | DDP Double Layer 0.15x408mm
INDP0001 | Insulation Packet for 2500/6/420 Dispatch
INDP0002 | Insulation Packet for 3000/6.3/400 Dispatch
INDP0003 | Ebonite for 1600/11/400 CT2099
INDS0001 | Mother Reel Duct Spacing C S4x6, P19, Presspaper 0.25) W1300mm
INDS0004 | Duct Spacing C - S4x6mm, P19, Presspaper 0.25, W290mm (25m/Length)
INDS0009 | Duct Spacing C - S4x6mm, P19, Presspaper 0.25, W235mm (25m/Length)
INDS0010 | Duct Spacing C - S4x6mm, P19, Presspaper 0.25, W260mm (25m/Length)
INDS0011 | Duct Spacing C - S4x6mm, P19, Presspaper 0.25, W280mm (25m/Length)
INDS0015 | Duct Spacing C - S4x6mm, P19, Presspaper 0.25, W480mm (25m/Length)
INDS0016 | Duct Spacing C - S4x6mm, P19, Presspaper 0.25, W500mm (25m/Length)
INDS0017 | Duct Spacing C - S4x6mm, P19, Presspaper 0.25, W530mm (25m/Length)
INDS0018 | Duct Spacing C - S4x6mm, P19, Presspaper 0.25, W550mm (25m/Length)
INDS0019 | Duct Spacing C - S4x6mm, P19, Presspaper 0.25, W590mm (25m/Length)
INDS0020 | Duct Spacing C - S4x6mm, P19, Presspaper 0.25, W610mm (25m/Length)
INDS0021 | Duct Spacing C - S4x6mm, P19, Presspaper 0.25, W690mm (25m/Length)
INDS0022 | Duct Spacing C - S4x6mm, P19, Presspaper 0.25, W750mm (25m/Length)
INDS0025 | Duct Spacing C - S4x6mm, P19, Presspaper 0.25, W838mm (25m/Length)
INDS0026-T | Duct Spacing C - S4x6mm, P19, Presspaper 0.25, W262mm
INES0001 | DDP Edge Strip 0.13x17mm
INES0002 | DDP Edge Strip 0.13x27mm
INES0003 | DDP Edge Strip 0.13x30mm
INES0004 | DDP Edge Strip 0.15x08mm
INES0005 | DDP Edge Strip 0.25x08mm
INES0006 | DDP Edge Strip 0.25x17mm
INES0007 | DDP Edge Strip 0.25x27mm
INES0008 | DDP Edge Strip 0.25x30mm
INES0009 | DDP Edge Strip 0.25x33mm
INES0009-T | DDP Edge Strip 0.25x33mm
INES0010 | DDP Edge Strip 0.25x45mm
INES0010-D | DDP Edge Strip 0.25x45mm
INES0011 | DDP Edge Strip 0.25x18mm
INES0011-D | DDP Edge Strip 0.25x18mm
INES0011-T | DDP Edge Strip 0.25x18mm
INES0013 | DDP Edge Strip 0.25x22mm
INES0014 | DDP Edge Strip 0.15x33mm
INES0015 | DDP Edge Strip 0.25x35mm
INES0016 | DDP Edge Strip 0.50x18mm
INES0017 | DDP Edge Strip 0.50x27mm
INES0018 | DDP Edge Strip 0.50x45mm
INHV0001 | Insulation Packet for 100/33/415 HV
INHV0002 | Insulation Packet for 160/33/415 HV
INHV0003 | Insulation Packet for 250/33/415 HV
INHV0004 | Insulation Packet for 400/33/415 HV
INHV0005 | Insulation Packet for 630/33/415 HV
INHV0006 | Insulation Packet for 800/33/415 HV
INHV0007 | Insulation Packet for 1000/33/415 HV
INHV0008 | Insulation Packet for 100/11/415 HV
INHV0009 | Insulation Packet for 160/11/415 HV
INHV0010 | Insulation Packet for 250/11/415 HV
INHV0011 | Insulation Packet for 400/11/415 HV
INHV0012 | Insulation Packet for 630/11/415 HV
INHV0013 | Insulation Packet for 800/11/415 HV
INHV0014 | Insulation Packet for 1000/11/415 HV
INHV0017 | Insulation Packet for 250/33/415 HV New Design
INHV0022-T | Insulation Packet for 260A 10s 33kV HV for CT1975(B)
INHV0023-T | Insulation Packet for 400A 10s 15kV HV for CT1975(A)
INHV0026 | Insulation Packet for 160/33/400 HV Standard AT
INHV0027 | Insulation Packet for 800A 30s 33kV HV Standard ET
INHV0034 | Insulation Packet for Multi Step Oval 100/33/415 HV Ph1
INHV0046 | Insulation Packet for 5MVA 33/11kV HV
INHV0056 | Insulation Packet for Multi Step Oval 250/33/415 HV Ph1
INHV0063 | Insulation Packet for 200/33/400 HV
INHV0093 | Insulation Packet for 950/33/1000 HV
INHV0097 | Insulation Packet for 800/33/400 HV New Design Ph 2
INHV0098 | Insulation Packet for 3MVA/33/400 HV
INHV0101 | Insulation Packet for 500/33/415 HV
INHV0102 | Insulation Packet for 33kV 110V NVD Transformer HV
INHV0112 | Insulation Packet for 2500/33/415 HV Two Step Design
INHV0128 | Insulation Packet for 50/33/415 HV
INHV0134 | Insulation Packet for 2000/33/11 HV
INHV0172 | Insulation Packet for 1500/11/415 HV
INHV0201 | Insulation Packet for 5/33
INHV0202 | Insulation Packet for 5/11
INHV0242 | Insulation Packet for 800/33/400 HV
INHV0274 | Insulation Packet for 200/11/433 HV
INHV0309 | Insulation Packet for 200/11/400 HV
INHV0319 | Insulation Packet for 2500/33/440 HV
INHV0322 | Insulation Packet for 1250/11/415 HV
INHV0344 | Insulation Packet for 2000/33/415 HV
INHV0363 | Insulation Packet for 1000/33/400 HV for CT2002
INHV0371 | Insulation Packet for 1250/33/415 HV
INHV0382 | Insulation Packet for 2000/3.3/415 HV Yd1
INHV0396 | Insulation Packet for 2000/11/3.3 HV
INHV0398 | Insulation Packet for 1000/33/400 HV
INHV0408 | Insulation Packet for 3150/11/415 HV
INHV0410 | Insulation Packet for 200/33/400 HV
INHV0411 | Insulation Packet for 2000/33/3.3 HV
INHV0418 | Insulation Packet for 1500/33 HV
INHV0429 | Insulation Packet for 2500/33/690 HV
INHV0430 | Insulation Packet for 400/33/400 HV
INHV0443 | Insulation Packet for 200/33/400 HV
INHV0452 | Insulation Packet for 1000/11/400 HV
INHV0458 | Insulation Packet for HV_630kVA 11kV 415V 3� Transformer for LTLT Solar System
INHV0459 | Insulation Packet for 2600/33/690 HV
INHV0464 | Insulation Packet for 1750/33/400 HV
INHV0471 | Insulation Packet for 50/400/220 HV
INHV0477 | Insulation Packet for 1600/33/400 HV
INHV0487 | Insulation Packet for 250/400/220 HV
INHV0493 | Insulation Packet for 1500/33/11 HV
INHV0494 | Insulation Packet for 2500/33/415 HV
INHV0495 | Insulation Packet for 630/33/400 Solar HV
INHV0506 | Insulation Packet for 2000/33/415 HV
INHV0508 | Insulation Packet for Multi Step Oval 160/33/415 HV Ph1
INHV0509 | Insulation Packet for Multi Step Oval 400/33/415 HV Ph1
INHV0510 | Insulation Packet for Multi Step Oval 630/33/415 HV Ph1
INHV0511 | Insulation Packet for Multi Step Oval 800/33/415 HV Ph1
INHV0512 | Insulation Packet for Multi Step Oval 1000/33/415 HV Ph1
INHV0513 | Insulation Packet for 3000/33/400 HV
INHV0523 | Insulation Packet for 1250/33/415 HV
INHV0528 | Insulation Packet for1250/33/800 HV
INHV0531 | Insulation Packet for 100/33/415 HV New Design Ph 2
INHV0532 | Insulation Packet for 160/33/415 HV New Design Ph 2
INHV0533 | Insulation Packet for 250/33/415 HV New Design Ph 2
INHV0534 | Insulation Packet for 400/33/415 HV New Design Ph 2
INHV0535 | Insulation Packet for 630/33/415 HV New Design Ph 2
INHV0536 | Insulation Packet for 800/33/415 HV New Design Ph 2
INHV0537 | Insulation Packet for 1000/33/415 HV New Design Ph 2
INHV0541 | Insulation Packet for1250/33/800 HV for CT1985
INHV0545 | Insulation Packet for1000/33/800 HV
INHV0547 | Insulation Packet for1000/33/400 HV
INHV0548 | Insulation Packet for 630/33/400 HV
INHV0549 | Insulation Packet for 2500/33/690 HV
INHV0572 | Insulation Packet for 2000/33/400 HV CT2007
INHV0574 | Insulation Packet for 1600/33/415 HV winding CT2009
INHV0578 | Insulation Packet for HV 3500/2500/1000kVA , 6000V/420V/420V, ONAN , Three winding transformer
INHV0580 | Insulation Packet for 100/11/415 HV New Design Ph 2
INHV0581 | Insulation Packet for 160/11/415 HV New Design Ph 2
INHV0582 | Insulation Packet for 250/11/415 HV New Design Ph 2
INHV0583 | Insulation Packet for 400/11/415 HV New Design Ph 2
INHV0584 | Insulation Packet for 630/11/415 HV New Design Ph 2
INHV0585 | Insulation Packet for 800/11/415 HV New Design Ph 2
INHV0586 | Insulation Packet for 1000/11/415 HV New Design Ph 2
INHV0594 | Insulation Packet for 1000/33/400 HV EU Loss Design
INHV0595 | Insulation Packet for 1250/33/400 HV EU Loss Design
INHV0596 | Insulation Packet for 1600/33/400 HV EU Loss Design
INHV0597 | Insulation Packet for 2000/33/400 HV EU Loss Design
INHV0598 | Insulation Packet for 2500/33/400 HV EU Loss Design
INHV0600 | Insulation Packet for 1000/33/415 HV EU Loss Design
INHV0601 | Insulation Packet for 1250/33/415 HV EU Loss Design
INHV0602 | Insulation Packet for 1600/33/415 HV EU Loss Design
INHV0603 | Insulation Packet for 2000/33/415 HV EU Loss Design
INHV0604 | Insulation Packet for 2500/33/415 HV EU Loss Design
INHV0605 | Insulation Packet for 3150/33/415 HV EU Loss Design
INHV0609 | Insulation Packet for 2000/33/690 HV EU Loss Design
INHV0610 | Insulation Packet for 2500/33/690 HV EU Loss Design
INHV0612 | Insulation Packet for 1000/33/800 HV EU Loss Design
INHV0613 | Insulation Packet for 1250/33/800 HV EU Loss Design
INHV0620 | Insulation Packet for 75/33/400 HV for CT2020
INHV0621 | Insulation Packet for 200/11/400 HV for CT2031
INHV0623 | Insulation Packet for HV 1250kVA, 400V/800V, ONAN , Three winding transformer
INHV0679 | Insulation Packet for 1600/11/400 HV Ynd11 I/D CT2099
INHV0680 | Insulation Packet for 1500/11/400 HV EU Loss Design
INHV0685 | Insulation Packet for 2000/3.3/440 HV
INHV0687 | Insulation Packet for 160/33/415 HV 160kVA 33kV 415V RD2009
INHV0698 | Insulation Packet for 5MVA 33/11kV HV
INHV0717 | Insulation Packet for 1000/33/400 HV EU Loss Design - AL Winding
INHV0718 | Insulation Packet for 1250/33/400 HV EU Loss Design - AL Winding
INHV0720 | Insulation Packet for 2000/33/400 HV EU Loss Design - AL Winding
INHV0735 | Insulation Packet for 1000/33/690 HV EU Loss Design - AL Winding
INHV0736 | Insulation Packet for 1250/33/690 HV EU Loss Design - AL Winding
INHV0742 | Insulation Packet for 1250/33/800 HV EU Loss Design - AL Winding
INHV0813 | Insulation Packet for 1000/11/415 HV EU Loss Design
INHV0816 | Insulation Packet for 2000/11/415 HV EU Loss Design
INHV0884 | Insulation Packet for 3150/33/3300 HV EU Loss Design
INHV0888 | Insulation Packet for 2000/33/6300 HV EU Loss Design
INHV0890 | Insulation Packet for 3150/33/6300 HV EU Loss Design
INHV1062 | Insulation Packet HV for 400/33/400 EU Loss Design
INHV1063 | Insulation Packet HV for 630/33/400 EU Loss Design
INHV1065 | Insulation Packet HV for 100/33/415 EU Loss Design
INHV1066 | Insulation Packet HV for 160/33/415 EU Loss Design
INHV1067 | Insulation Packet HV for 250/33/415 EU Loss Design
INHV1068 | Insulation Packet HV for 400/33/415 EU Loss Design
INHV1069 | Insulation Packet HV for 630/33/415 EU Loss Design
INHV1070 | Insulation Packet HV for 800/33/415 EU Loss Design
INHV1101 | Insulation Packet HV for 100/11/415 EU Loss Design
INHV1102 | Insulation Packet HV for 160/11/415 EU Loss Design
INHV1103 | Insulation Packet HV for 250/11/415 EU Loss Design
INHV1104 | Insulation Packet HV for 400/11/415 EU Loss Design
INHV1105 | Insulation Packet HV for 630/11/415 EU Loss Design
INHV1106 | Insulation Packet HV for 800/11/415 EU Loss Design
INHV1107 | Insulation Packet for 1600/11/400 HV EU Loss Design
INHV1131 | Insulation Packet for 4000/33/690 HV EU Loss Design
INHV1133 | Insulation Packet for 1250/33/415 HV EU Loss Design
INHV1137 | Insulation Packet HV for 630/33/433
INHV2000 | Insulation Packet for 1000/33/415 HV EU Loss Design
INLV0001 | Insulation Packet for 100/33/415 LV
INLV0002 | Insulation Packet for 160/33/415 LV
INLV0003 | Insulation Packet for 250/33/415 LV
INLV0004 | Insulation Packet for 400/33/415 LV
INLV0005 | Insulation Packet for 630/33/415 LV
INLV0006 | Insulation Packet for 800/33/415 LV
INLV0007 | Insulation Packet for 1000/33/415 LV
INLV0008 | Insulation Packet for 100/11/415 LV
INLV0009 | Insulation Packet for 160/11/415 LV
INLV0010 | Insulation Packet for 250/11/415 LV
INLV0011 | Insulation Packet for 400/11/415 LV
INLV0012 | Insulation Packet for 630/11/415 LV
INLV0013 | Insulation Packet for 800/11/415 LV
INLV0014 | Insulation Packet for 1000/11/415 LV
INLV0015 | Insulation Packet for 100/33/415 LV New Design
INLV0016 | Insulation Packet for 160/33/415 LV New Design
INLV0026 | Insulation Packet for 160/33/400 LV Standard AT
INLV0034 | Insulation Packet for Multi Step Oval 100/33/415 LV Ph1
INLV0046 | Insulation Packet for 5MVA 33/11kV LV
INLV0056 | Insulation Packet for Multi Step Oval 250/33/415 LV Ph1
INLV0093 | Insulation Packet for 950/33/1000 LV
INLV0097 | Insulation Packet for 800/33/400 LV New Design Ph2
INLV0098 | Insulation Packet for 3MVA/33/400 LV
INLV0101 | Insulation Packet for 500/33/415 LV
INLV0102 | Insulation Packet for 33kV 110V NVD Transformer LV
INLV0128 | Insulation Packet for 50/33/415 LV
INLV0134 | Insulation Packet for 2000/33/11 LV
INLV0172 | Insulation Packet for 1500/11/415 LV
INLV0201 | Insulation Packet for 5/33
INLV0202 | Insulation Packet for 5/11
INLV0242 | Insulation Packet for 800/33/400 LV
INLV0274 | Insulation Packet for 200/11/433 LV
INLV0309 | Insulation Packet for 200/11/400 LV
INLV0319 | Insulation Packet for 2500/33/440 LV
INLV0322 | Insulation Packet for 1250/11/415 LV
INLV0344 | Insulation Packet for 2000/33/415 LV
INLV0363 | Insulation Packet for 1000/33/400 LV for CT2002
INLV0371 | Insulation Packet for 1250/33/415 LV
INLV0382 | Insulation Packet for 2000/3.3/415 LV Yd1
INLV0396 | Insulation Packet for 2000/11/3.3 LV
INLV0408 | Insulation Packet for 3150/11/415 LV
INLV0410 | Insulation Packet for 200/33/400 LV
INLV0411 | Insulation Packet for 2000/33/3.3 LV
INLV0418 | Insulation Packet for 1500/33 LV
INLV0421 | Insulation Packet for 800/33/400 LV
INLV0429 | Insulation Packet for 2500/33/690 LV
INLV0430 | Insulation Packet for 400/33/400 LV
INLV0443 | Insulation Packet for 200/33/400 LV
INLV0452 | Insulation Packet for 1000/11/400 LV
INLV0458 | Insulation Packet for LV_630kVA 11kV 415V 3� Transformer for LTLT Solar System
INLV0459 | Insulation Packet for 2600/33/690 LV
INLV0464 | Insulation Packet for 1750/33/400 LV
INLV0471 | Insulation Packet for 50/400/220 LV
INLV0477 | Insulation Packet for 1600/33/400 LV
INLV0487 | Insulation Packet for 250/400/220 LV
INLV0493 | Insulation Packet for 1500/33/11 LV
INLV0494 | Insulation Packet for 2500/33/415 LV
INLV0495 | Insulation Packet for 630/33/400 Solar LV
INLV0506 | Insulation Packet for 2000/33/415 LV
INLV0508 | Insulation Packet for Multi Step Oval 160/33/415 LV Ph1
INLV0509 | Insulation Packet for Multi Step Oval 400/33/415 LV Ph1
INLV0510 | Insulation Packet for Multi Step Oval 630/33/415 LV Ph1
INLV0511 | Insulation Packet for Multi Step Oval 800/33/415 LV Ph1
INLV0512 | Insulation Packet for Multi Step Oval 1000/33/415 LV Ph1
INLV0513 | Insulation Packet for 3000/33/400 LV
INLV0523 | Insulation Packet for 1250/33/415 LV
INLV0528 | Insulation Packet for1250/33/800 LV
INLV0531 | Insulation Packet for 100/33/415 LV New Design Ph2
INLV0532 | Insulation Packet for 160/33/415 LV New Design Ph2
INLV0533 | Insulation Packet for 250/33/415 LV New Design Ph2
INLV0534 | Insulation Packet for 400/33/415 LV New Design Ph2
INLV0535 | Insulation Packet for 630/33/415 LV New Design Ph2
INLV0536 | Insulation Packet for 800/33/415 LV New Design Ph2
INLV0537 | Insulation Packet for 1000/33/415 LV New Design Ph2
INLV0541 | Insulation Packet for 1250/33/800 LV for CT1985
INLV0545 | Insulation Packet for1000/33/800 LV
INLV0547 | Insulation Packet for1000/33/400 LV
INLV0548 | Insulation Packet for 630/33/400 LV
INLV0549 | Insulation Packet for 2500/33/690 LV
INLV0572 | Insulation Packet for 2000/33/400 LV CT2007
INLV0574 | Insulation Packet for 1600/33/415 LV winding CT2009
INLV0578 | Insulation Packet for 3500/2500/1000kVA , 6000V/420V/420V, ONAN , Three winding transformer
INLV0580 | Insulation Packet for 100/11/415 LV New Design Ph2
INLV0581 | Insulation Packet for 160/11/415 LV New Design Ph2
INLV0582 | Insulation Packet for 250/11/415 LV New Design Ph2
INLV0583 | Insulation Packet for 400/11/415 LV New Design Ph2
INLV0584 | Insulation Packet for 630/11/415 LV New Design Ph2
INLV0585 | Insulation Packet for 800/11/415 LV New Design Ph2
INLV0586 | Insulation Packet for 1000/11/415 LV New Design Ph2
INLV0594 | Insulation Packet for 1000/33/400 LV EU Loss Design
INLV0595 | Insulation Packet for 1250/33/400 LV EU Loss Design
INLV0596 | Insulation Packet for 1600/33/400 LV EU Loss Design
INLV0597 | Insulation Packet for 2000/33/400 LV EU Loss Design
INLV0598 | Insulation Packet for 2500/33/400 LV EU Loss Design
INLV0600 | Insulation Packet for 1000/33/415 LV EU Loss Design
INLV0601 | Insulation Packet for 1250/33/415 LV EU Loss Design
INLV0602 | Insulation Packet for 1600/33/415 LV EU Loss Design
INLV0603 | Insulation Packet for 2000/33/415 LV EU Loss Design
INLV0604 | Insulation Packet for 2500/33/415 LV EU Loss Design
INLV0605 | Insulation Packet for 3150/33/415 LV EU Loss Design
INLV0609 | Insulation Packet for 2000/33/690 LV EU Loss Design
INLV0610 | Insulation Packet for 2500/33/690 LV EU Loss Design
INLV0612 | Insulation Packet for 1000/33/800 LV EU Loss Design
INLV0613 | Insulation Packet for 1250/33/800 LV EU Loss Design
INLV0620 | Insulation Packet for 75/33/400 LV for CT2020
INLV0621 | Insulation Packet for 200/11/400 LV for CT2031
INLV0623 | Insulation Packet for 1250kVA, 400V/800V, ONAN , Three winding transformer LV
INLV0679 | Insulation Packet for 1600/11/400 LV Ynd11 I/D CT2099
INLV0680 | Insulation Packet for 1500/11/400 LV EU Loss Design
INLV0685 | Insulation Packet for 2000/3.3/440 LV
INLV0687 | Insulation Packet for 160/33/415 LV 160kVA 33kV 415V RD2009
INLV0698 | Insulation Packet for 5MVA 33/11kV LV
INLV0717 | Insulation Packet for 1000/33/400 LV EU Loss Design - AL Winding
INLV0718 | Insulation Packet for 1250/33/400 LV EU Loss Design - AL Winding
INLV0720 | Insulation Packet for 2000/33/400 LV EU Loss Design - AL Winding
INLV0735 | Insulation Packet for 1000/33/690 LV EU Loss Design - AL Winding
INLV0736 | Insulation Packet for 1250/33/690 LV EU Loss Design - AL Winding
INLV0742 | Insulation Packet for 1250/33/800 LV EU Loss Design - AL Winding
INLV0813 | Insulation Packet for 1000/11/415 LV EU Loss Design
INLV0816 | Insulation Packet for 2000/11/415 LV EU Loss Design
INLV0884 | Insulation Packet for 3150/33/3300 LV EU Loss Design
INLV0888 | Insulation Packet for 2000/33/6300 LV EU Loss Design
INLV0890 | Insulation Packet for 3150/33/6300 LV EU Loss Design
INLV1062 | Insulation Packet LV for 400/33/400 EU Loss Design
INLV1063 | Insulation Packet LV for 630/33/400 EU Loss Design
INLV1065 | Insulation Packet LV for 100/33/415 EU Loss Design
INLV1066 | Insulation Packet LV for 160/33/415 EU Loss Design
INLV1067 | Insulation Packet LV for 250/33/415 EU Loss Design
INLV1068 | Insulation Packet LV for 400/33/415 EU Loss Design
INLV1069 | Insulation Packet LV for 630/33/415 EU Loss Design
INLV1070 | Insulation Packet LV for 800/33/415 EU Loss Design
INLV1101 | Insulation Packet LV for 100/11/415 EU Loss Design
INLV1102 | Insulation Packet LV for 160/11/415 EU Loss Design
INLV1103 | Insulation Packet LV for 250/11/415 EU Loss Design
INLV1104 | Insulation Packet LV for 400/11/415 EU Loss Design
INLV1105 | Insulation Packet LV for 630/11/415 EU Loss Design
INLV1106 | Insulation Packet LV for 800/11/415 EU Loss Design
INLV1107 | Insulation Packet for 1600/11/400 LV EU Loss Design
INLV1131 | Insulation Packet for 4000/33/690 LV EU Loss Design
INLV1133 | Insulation Packet for 1250/33/415 LV EU Loss Design
INLV1137 | Insulation Packet LV for 630/33/433
INLV2000 | Insulation Packet for 1000/33/415 LV EU Loss Design
INOT0001 | Etronit II Q Sheet 1250mm x 1250mm x 8mm
INOT0002 | Etronit II Q Sheet 1250mm x 1250mm x 2mm
INOT0003 | Etronit II Q Sheet 1250mm x 1250mm x 6mm
INOT0004 | Etronit II Q Sheet 1250mm x 1250mm x 10mm
INOT0005 | Etronit II Q Sheet 1250mm x 1250mm x 12mm
INOT0006 | Cork Sheet (TD1049/ NC 2049) 1000 x 1000 x 6mm
INOT0007 | Cork Sheet TD1049 1020 x 6mm x 11m
INOT0008 | Cork Sheet 1000 x 1000 x 10mm
INOT0011 | Etronit II Q Sheet 1250mm x 1250mm x 1.6mm
INOT0012 | Cork Sheet (TD1049/NC 2049) 1000 x 1000 x 2mm
INOT0014 | Cork Sheet 1/8'' x 2'' x 3mm
INOT0015 | Cork Sheet TD1049 1020 x 9.5mm x 7m
INOT0017 | Cork Sheet (TD1049/NC 2049) 1000 x 1000 x 8mm
INOV0587 | Insulation Packet for 100 - 1000kVA 11kV Indoor Oven New Design Ph2
INOV0595 | Insulation Packet for 1250/33/400 Oven EU Loss Design
INOV0621 | Insulation Packet for 200/11/400 Oven for CT2031
INPB0001 | Press Board 1mm
INPB0001-T | Press Board 1mm
INPB0002 | Press Board 2mm
INPB0002-T | Press Board 2mm
INPB0003 | Press Board 3mm
INPB0003-T | Press Board 3mm
INPB0004 | Press Board 4mm
INPB0004-T | Press Board 4mm
INPB0005 | Press Board 6mm
INPB0005-T | Press Board 6mm
INPB0006 | Press Board HV Connection Insulation 360 x 145 x 4mm
INPB0007 | Press Board E-Block for 100/33
INPB0008 | Press Board E-Block for 160/33
INPB0009 | Press Board E-Block for 250/33
INPB0010 | Press Board E-Block for 400/33
INPB0011 | Press Board E-Block for 630/33
INPB0012 | Press Board E-Block for 800/33
INPB0013 | Press Board E-Block for 1000/33
INPB0014 | Press Board E-Block for 100/11
INPB0015 | Press Board E-Block for 160/11
INPB0016 | Press Board E-Block for 250/11
INPB0017 | Press Board E-Block for 400/11
INPB0018 | Press Board E-Block for 630/11
INPB0019 | Press Board E-Block for 800/11
INPB0020 | Press Board E-Block for 1000/11
INPB0021 | Press Board 2mm (1050mm x 1025mm)
INPB0022 | Press Board 4mm (1050mm x 1025mm)
INPB0023 | Press Board 6mm (1050mm x 1025mm)
INPB0024 | Press Board Stick 6mm (W 12mm x L 845mm)
INPB0025 | Press Board Stick 16mm (W 12mm x L 845mm)
INSB0001 | Stick Barrier (6.5x6x8mm) 0.5x20x 235mm
INSB0002 | Stick Barrier (6.5x6x8) 0.5x20x 260mm
INSB0003 | Stick Barrier (6.5x6x8) 0.5x20x 280mm
INSB0004 | Stick Barrier (6.5x6x8mm) 0.5x20x290mm
INSB0005 | Stick Barrier (14.5x14x10mm) 0.5x30x235mm
INSB0006 | Stick Barrier (14.5x14x10mm) 0.5x30x280mm
INSB0007 | Stick Barrier (14.5x14x10mm) 0.5x30x260mm
INSB0008 | Stick Barrier (14.5x14x10mm) 0.5x30x290mm
INSB0019 | Stick Barrier Mother Reel (8.5x8x8) 0.5x30x356mm
INSB0020 | Stick Barrier Mother Reel (17.5x17x10) 0.5x30x456mm
INSB0022-T | Stick Barrier (14.5x14x10mm) 0.5x40x262mm L680mm
INSI0001 | Strip Insulation 0.050x33mm
INSI0001-T | Strip Insulation 0.050x33mm
INSI0002 | Strip Insulation 0.050X45mm
INSI0003 | Strip Insulation 0.070X30mm
INSI0004 | Strip Insulation 0.075x18mm
INSI0005 | Strip Insulation 0.075x30mm
INSI0006 | Strip Insulation 0.075X45mm
INSI0006-D | Strip Insulation 0.075X45mm
INSI0007 | Strip Insulation 0.075X33mm
INSI0008 | Strip Insulation 0.05X30mm
INSI0009 | Strip Insulation 0.06X18mm STRIP-Flex K
INSI0010 | Strip Insulation 0.076X33mm STRIP-Flex K
INSI0011 | Strip Insulation 0.10X33mm
INSL0001 | DDP Single Layer 0.15x1300mm
INSL0003 | DDP Single Layer 0.25x540mm
INSL0003-T | DDP Single Layer 0.25x540mm
INSL0004 | DDP Single Layer 0.25x460mm
INSL0005 | DDP Single Layer 0.25x510mm
INSL0006 | DDP Single Layer 0.25x440mm
INSL0008 | DDP Single Layer 0.15x440mm
INSL0009 | DDP Single Layer 0.15x685mm
INSL0011 | DDP Single Layer 0.25x600mm
INSL0012 | DDP Single Layer 0.25x685mm
INSL0012-D | DDP Single Layer 0.25x685mm
INSL0013 | DDP Single Layer 0.25x735mm
INSL0014 | DDP Single Layer 0.25x780mm
INSL0015 | DDP Single Layer 0.25x490mm
INSL0016 | DDP Single Layer 0.15x658mm
INSL0017 | DDP Single Layer 0.25x352mm
INSL0018 | DDP Single Layer 0.15x490mm
INSL0019 | DDP Single Layer 0.25x560mm
INSL0020 | DDP Single Layer 0.25x640mm
INSL0021 | DDP Single Layer 0.25x260mm
INSL0022 | DDP Single Layer 0.25x280mm
INSL0023 | DDP Single Layer 0.25x290mm
INSL0024 | DDP Single Layer 0.25x45mm
INSL0025 | DDP Single Layer 0.15x540mm
INSL0027 | DDP Single Layer 0.25x333mm
INSL0028 | DDP Single Layer 0.15x247mm
INSL0030 | DDP Single Layer 0.25x244mm
INSL0036 | DDP Single Layer 0.25x354mm
INSL0038 | DDP Single Layer 0.25x500mm
INSL0040 | DDP Single Layer 0.15x290mm
INSL0041 | DDP Single Layer 0.25x309mm
INSL0042 | DDP Single Layer 0.15x326mm
INSL0044 | DDP Single Layer 0.15x260mm
INSL0045 | DDP Single Layer 0.15x370mm
INSL0047 | DDP Single Layer 0.25x235mm
INSL0048 | DDP Single Layer 0.25x1300mm
INSL0049 | DDP Single Layer 0.25x405mm
INSL0050 | DDP Single Layer 0.25x281mm
INSL0052 | DDP Single Layer 0.25x493mm
INSL0054 | DDP Single Layer 0.15x281mm
INSL0055 | DDP Single Layer 0.15x252mm
INSL0059 | DDP Single Layer 0.25x615mm
INSL0060 | DDP Single Layer 0.15x338mm
INSL0061 | DDP Single Layer 0.25x249mm
INSL0062 | DDP Single Layer 0.15x645mm
INSL0064 | DDP Single Layer 0.25x645mm
INSL0070 | DDP Single Layer 0.15x184mm
INSL0071 | DDP Single Layer 0.25x241mm
INSL0073 | DDP Single Layer 0.25x855mm
INSL0074 | DDP Single Layer 0.25x338mm
INSL0075 | DDP Single Layer 0.15x600mm
INSL0076 | DDP Single Layer 0.15x735mm
INSL0078 | DDP Single Layer 0.15x303mm
INSL0080 | DDP Single Layer 0.15x290mm
INSL0081 | DDP Single Layer 0.25x835mm
INSL0082 | DDP Single Layer 0.25x845mm
INSL0084 | DDP Single Layer 0.25x420mm
INSL0085 | DDP Single Layer 0.25x665mm
INSL0086 | DDP Single Layer 0.15x665mm
INSL0087 | DDP Single Layer 0.15x625mm
INSL0088 | DDP Single Layer 0.25x625mm
INSL0093 | DDP Single Layer 0.25x310mm
INSL0094 | DDP Single Layer 0.25x230mm
INSL0095 | DDP Single Layer 0.25x250mm
INSL0096 | DDP Single Layer 0.25x438mm
INSL0097 | DDP Single Layer 0.25x528mm
INSL0098 | DDP Single Layer 0.25x380mm
INSL0099 | DDP Single Layer 0.15x235mm
INSL0100 | DDP Single Layer 0.25x233mm
INSL0101 | DDP Single Layer 0.25x258mm
INSL0102 | DDP Single Layer 0.25x293mm
INSL0103 | DDP Single Layer 0.25x348mm
INSL0104 | DDP Single Layer 0.25x443mm
INSL0105 | DDP Single Layer 0.25x463mm
INSL0106-T | DDP Single Layer 0.25x455mm
INSL0107 | DDP Single Layer 0.50x550mm
INSL0107-T | DDP Single Layer 0.50x550mm
INSL0108 | DDP Single Layer 0.25x578mm
INSL0109 | DDP Single Layer 0.15x443mm
INSL0110 | DDP Single Layer 0.15x463mm
INSL0111 | DDP Single Layer 0.15x578mm
INSL0112-D | DDP Single Layer 0.25x688mm
INSL0113-D | DDP Single Layer 0.15x723mm
INSL0114-D | DDP Single Layer 0.25x723mm
INSL0115-D | DDP Single Layer 0.25x793mm
INSL0116-D | DDP Single Layer 0.15x798mm
INSL0117-D | DDP Single Layer 0.25x798mm
INSL0118-D | DDP Single Layer 0.25x838mm
INSL0119-D | DDP Single Layer 0.15x838mm
INSL0120-D | DDP Single Layer 0.25x668mm
INSL0121-T | DDP Single Layer 0.25x262mm
INSL0122-T | DDP Single Layer 0.15x262mm
INSL0123-D | DDP Single Layer 0.15x778mm
INSL0124-D | DDP Single Layer 0.15x708mm
INSL0125-D | DDP Single Layer 0.25x708mm
INSL0126-D | DDP Single Layer 0.15x898mm
INSL0127-D | DDP Single Layer 0.25x898mm
INSL0128-D | DDP Single Layer 0.15x498mm
INSL0136-D | DDP Single Layer 0.15x688mm
INSL0137 | DDP Single Layer 0.25x298mm
INSL0138 | DDP Single Layer 0.25x388mm
INSL0139 | DDP Single Layer 0.25x433mm
INSL0140 | DDP Single Layer 0.25x568mm
INSL0141 | DDP Single Layer 0.25x603mm
INSL0144 | DDP Single Layer 0.15x668mm
INSL0145-D | DDP Single Layer 0.15x844mm
INSL0146 | DDP Single Layer 0.25x844mm
INSL0146-D | DDP Single Layer 0.25x844mm
INSL0148-D | DDP Single Layer 0.15x793mm
INTB0001 | Munksjo Craped Paper 212565 (20002) - 80g/m2, (W)1000mm x (ID)76mm x (OD)500mm
INTB0002 | Crepe Paper Tube 3mm (3x5x1000)
INTB0003 | Crepe Paper Tube 20mm (20x24x1000)
INTB0004 | Crepe Paper Tube 10mm (10X12X1000)
INTB0005 | Crepe Paper Tube 14mm (14X18X1000)
INTB0006 | SRBP Tubes Etronit B 65 (10x14x1350 mm)
INTB0007 | SRBP Tubes Etronit B 65 (22.2x28.6x1350 mm)
INTB0008 | Crape Paper Tube 6mm (6x8x1000)
INTB0009 | Crape Paper Tube 4mm (4x10x1800)
INTB0010 | Crape Paper Tube 6mm (6x12x1800)
INTB0010-T | Crape Paper Tube 6mm (6x12x1800)
INTB0011 | Crape Paper Tube 10mm (10x16x1800)
INTB0012 | Crape Paper Tube 14mm (14x20x1800)
INTB0012-T | Crape Paper Tube 14mm (14x20x1800)
INTB0013 | Crape Paper Tube 20mm (20x26x1800)
INTB0014 | SRBP Tubes Etronit B 65 (10x14x1650 mm)
INTB0015 | Crape Paper Tube 6mm (6x8x1800)
INTB0015-T | Crape Paper Tube 6mm (6x8x1800)
INTB0016 | Crape Paper Tube 10mm (10x12x1800)
INTB0016-T | Crape Paper Tube 10mm (10x12x1800)
INTB0017 | Crape Paper Tube 14mm (14x18x1800)
INTB0018 | Crape Paper Tube 20mm (20x24x1800)
INTB0018-T | Crape Paper Tube 20mm (20x24x1800)
INTB0019 | Crape Paper Tube 4mm (4x6x1800)
INTB0020 | Crape Paper Tube 38mm (38x44x1800)
INTB0021 | SRBP Tubes Paper Phenolic Tube (12x15x1000 mm)
INTB0022 | SRBP Tubes Paper Phenolic Tube (10x14x1000 mm)
INTB0023 | SRBP Tubes Paper Phenolic Tube (13x19x1000 mm)
IRAS0104 | Insulation Packet for 200/11/415 Assembly
IRHV0100 | Insulation Packet for IDECO 250/33/415 HV
IRHV0101 | Insulation Packet for IDECO 400/33/415 HV
IRHV0104 | Insulation Packet for 200/11/415 HV
IRLV0100 | Insulation Packet for IDECO 250/33/415 LV
IRLV0101 | Insulation Packet for IDECO 400/33/415 LV
IRLV0102 | Insulation Packet for IDECO 630/33/415 LV
IRLV0103 | Insulation Packet for IDECO 1000/33/415 LV
IRLV0104 | Insulation Packet for 200/11/415 LV
Item code | Description
MCOT0001 | Pad Lock 1 1/2" (40mm)
MCOT0003 | AA Battery
MCOT0004 | Gate Pass Book- Personal
MCOT0005 | AAA Battery
MCOT0007 | Empty Plastic Can 5lt
MCOT0012 | Cotton Waste
MCOT0013 | Tarpaulin 8' x 100m Roll
MCOT0015 | Double Side Tape 3M
MCOT0017 | Envelope - Printed (S) 9 1/2"x4 1/2"
MCOT0018 | Sellotape Dispenser
MCOT0019 | File Divider Ten Color Index
MCOT0022 | Gas Cutting Nozzle 3/64
MCOT0023 | Ceiling Fan
MCOT0025 | Letter Heads LTL Transformers
MCOT0028 | Multibond 4L
MCOT0029 | Note Book LTL
MCOT0033 | Rachet Belt 2'' x 12mtr
MCOT0035 | UPS Techfine 650VA
MCOT0036 | Wire Less Keyboard
MCOT0037 | Wireless Mouse
MCOT0038 | Yellow cards
MCOT0041 | Battery Hand Held Lamp
MCOT0046 | Industrial Fan -30"
MCOT0047 | LED Flood Light Fitting 200W
MCOT0051 | Fan Wall Mounted
MCOT0054 | Ratchet Belt 1 1/4"
MCOT0056 | Chair Low Back - Black
MCOT0057 | Table Fan
MCOT0058 | Polythene Sealer Machine 4''
MCOT0059 | Ratchet Belt 12 Ton 12m
MCOT0061 | Document In Out Tray
MCOT0065 | Gas Cutting Nozzle 1/8"
MCOT0066 | Gas Bottle Opener
MCOT0067 | Rubber Carpet 5' x 3' x 6.35mm
MCOT0071 | Pad Lock 2 1/2"
MCOT0072 | White Board (3" x 5")
MCOT0073 | Blank CD With Casing
MCOT0076 | Dust Bin - Wheel Type (130 Ltr)
MCOT0079 | White Board (6" x 4")
MCOT0080 | Wall Clock
MCOT0084 | PVC Bolt End Cap
MCOT0095 | Pad Lock 1/2''
MCOT0096 | Ladder 10 ft
MCOT0097 | Nitrile Rubber 2 x 2ft x 6mm
MCOT0102 | WD 40 Empty Plastic Spray Can
MCOT0103 | Bee Wax
MCOT0104 | Envelopes - Printed (L) 10''x12''
MCOT0105 | Envelopes - Printed (XL) 10''x15''
MCOT0106 | Gas Nozzle Cleaner
MCOT0108 | High Bay Light 200W, LED - White Emitting
MCOT0110 | Transformer Manual Book -Sinhala
MCOT0111 | Transformer Manual Book -English
MCOT0113 | Din Rail Alluminium - Omega Type 500mm
MCOT0114 | Ladder 4 ft
MCOT0115 | Gas Cutting Nozzle 1/32''
MCOT0116 | Umbrella
MCOT0118 | Rubber Packing 3mm (Width 1Mtr)
MCOT0119 | Flap Battery CR20332
MCOT0120 | Pad Lock 3/4''
MCOT0121 | External Hard Disk 1TB
MCOT0122 | Pad Lock 3''
MCOT0123 | Gasket Maker Kit
MCOT0124 | 1 Gang Switch - Metal
MCOT0125 | Exhaust Fan H/D 18''
MCOT0126 | Stand Fan
MCOT0127 | Gate Pass Book - Returnable Goods
MCOT0128 | Gate Pass Book -Non Returnable Goods
MCOT0129 | Repair Order Form Book (100-Pages)
MCOT0130 | External Hard Disk SSD Sata -WD 240GB
MCOT0131 | Sticker Roll - 2'' x 1'' Gloss PVC (2000 Labels)
MCOT0133 | Ribbon Roll - 60mm x 300mm RTX
MCOT0135 | Company Profile Booklet
MCOT0136 | Stop Watch
MCOT0137 | Electric Pump
MCOT0138 | Rain Court Full Kit
MCOT0139 | Steel Bucket -10Ltr
MCOT0140 | Barrcade Tape
MCOT0141 | Wall Mounted Hand Wash - Industrial
MCOT0142 | Hand Wash Liquid Can - 4 Ltr
MCOT0143 | Sunk Mount Panel Light 9W
MCOT0144 | Magnifiying Glass
MCOT0145 | Digital Hanging Scale -OSC S105
MCOT0146 | Digital Hanging Scale -OSC S130
MCOT0147 | Water Tank -5000Ltr
MCOT0148 | Pad Lock 4''
MCOT0149 | Aluminium Tray 2Kg
MCOT0150 | Sunk Mount Panel Light 18W
MCOT0151 | Rechargable Torch
MCOT0152 | White Silica Gel 50g Sachet Packet
MCPC0003 | Toner 85A Black
MCPC0004 | Toner HP 85A Computable
MCPC0005 | Toner HP CB 540A 125A Black
MCPC0006 | Toner HP CB 541A 125A Cyan
MCPC0007 | Toner HP CB 542A 125A Yellow
MCPC0008 | Toner HP CB 543A 125A Magenta
MCPC0009 | Toner HP CE 310A 126 Black
MCPC0010 | Toner HP CE 311A 126 Cyan
MCPC0011 | Toner HP CE 312A 126 Yellow
MCPC0012 | Toner HP CE 313A 126 Magenta
MCPC0013 | Toner HP CF 350A (130A) Black
MCPC0014 | Toner HP CF 351A (130A) Cyan
MCPC0015 | Toner HP CF 352A (130A) Yellow
MCPC0016 | Toner HP CF 353A (130A) Magenta
MCPC0018 | Imaging Drum HP 126A CE314A
MCPC0019 | Desktop Computers Intel Core -OS i5
MCPC0020 | Laptop Computers
MCPC0025 | 8 GB Pen drive (SanDisk)
MCPC0028 | Toner TOSHIBA T2340D (Original)
MCPC0031 | Toner T5508P
MCPC0032 | Cartridge CF 400A (201A) Black
MCPC0033 | Cartridge CF 401A (201A) Cyan
MCPC0034 | Cartridge CF 402A (201A) Yellow
MCPC0035 | Cartridge CF 403A (201A) Magenta
MCPC0037 | Laptop Computer Dell Latitude e6500
MCPC0038 | MS Office Home & Business 2019
MCPC0042 | Toner FX 9 Canon
MCPC0051 | Toner CF 410 Black -(975XL)
MCPC0052 | Toner CF 410 Ceyan -(975XL)
MCPC0053 | Toner CF 410 Magenta - (975XL)
MCPC0054 | Toner CF 410 Yellow - (975XL)
MCPC0055 | Canon 337 Cartridge
MCPC0056 | Printer HP Colour Laserjet Pro MFP M477dw
MCSF0001 | Shot Blast Kit
MCSF0005 | Leather Welding Apron
MCSF0007 | Cartridge 6001 OV/AG
MCSF0008 | Welding Gloves
MCSF0009 | Full Face Respirator with Double Cartridge 3M 6800
MCSF0012 | Welding Glass Black
MCSF0013 | Dust Mask Oxypura
MCSF0014 | Welding Glass White
MCSF0015 | Ear Muff - H10A Twin Cup Backband
MCSF0017 | Ear Plug Reusable with Code - 3M1270
MCSF0020 | Safety Gum Boot With Steel Toe
MCSF0021 | Welding Head Shield
MCSF0022 | Cotton Gloves - Winding
MCSF0023 | Filter Retainer 3M 501
MCSF0025 | Filter Pair - 5N11
MCSF0027 | Gloves Rubber Coated
MCSF0029 | Gloves Cotton Finishing
MCSF0030 | Gloves Half Rubber Coated
MCSF0031 | Gloves Leather
MCSF0033 | Gloves Long Leather
MCSF0040 | Safety Helmet Yellow With Chinstrap
MCSF0041 | Safety Helmet White With Chinstrap - 3M
MCSF0042 | Safety Overalls Dark Blue (M,L)
MCSF0043 | Safety Shoes
MCSF0044 | Safety Spectacles - Clear
MCSF0050 | Safety Shoe - BESTRUN-2
MCSF0051 | Safety Shoes -Mallcom Cymric
MCSF0057 | Electrical Insulating Gloves 1000 V
MCSF0059 | Safety Helmet Blue With Chinstrap
MCSF0060 | Safety Helmet Red With Chinstrap
MCSF0063 | Safety Overalls Dark Blue (XL)
MCSF0064 | Safety Overalls (Powder Kits)
MCSF0065 | Safety Goggles
MCSF0067 | Sleavless Work Jacket
MCSF0069 | Safety Overalls Orange (M,L,XL)
MCSF0072 | Full Body Harness with Double Roped Lanyard Pantheer
MCSF0077 | Safety Overalls Dark Blue (with Name Printed)
MCSF0078 | Electrical Insulating Gloves 500 V
MCSF0079 | Safety Ladder
MCSF0080 | Safety Belt - Full Body
MCSF0081 | High Visibility Safety Jacket
MCSF0082 | IR Thermometer
MCSF0083 | Chemical Sprayer Machine - 16 L
MCSF0084 | Chemical Goggel
MCSK0001 | Sticker HV Winding /Tapping
MCSK0003 | Sticker LV winding
MCSK0006 | Sticker Electrically Tested
MCSK0007 | Sticker - "Hold"
MCSK0010 | Sticker Pressure Test (STK/QC/06)
MCSK0012 | Sticker Quality Guaranteed
MCSK0013 | Sticker Repair
MCSK0014 | Security Seal Sticker
MCSK0015 | Danger Sticker
MCSK0024 | Sticker Core Builder (STK/WA/04)
MCSK0027 | Sticker Tick Mark
MCSK0029 | A4 Size Blank Sticker Papers -White
MCSK0031 | Sticker for Fabricated Tanks (STK/FB/02)
MCSK0034 | Sticker Preventive Maintenance
MCSK0035 | Sticker QC Passed - Assembly Stage 1
MCSK0036 | Sticker QC Passed - Assembly Stage 2
MCSK0037 | Sticker QC Pass
MCSK0038 | Sticker DC Resistance
MCSK0039 | Sticker Bin Label Board 200 x 150mm
MCSK0040 | Sticker for CAPT Tap Selectors (6"x4")
MCSK0041 | Sticker for Incomming Inspection OK
MCSK0042 | Item Code Identification Stickers for Fabrication Plant
MCSK0043 | Sticker LV Winding Details/Yellow Card
MCSK0044 | Sticker HV Winding Details /Yellow Card
MCSK0045 | Sticker LV Winding Material /Yellow Card
MCSK0046 | Sticker HV Winding Material /Yellow Card
MCST0001 | Binder Clips 1/2"
MCST0002 | Binder Clips 2"
MCST0003 | Binder Clips 1"
MCST0004 | Binder Glue
MCST0005 | Binding Covers Black
MCST0006 | Binding Covers Transparent
MCST0007 | Book Exercise 120 pages
MCST0008 | Sticky Note 3 x 3
MCST0009 | File Box File 2-RingsX25mm Panda
MCST0010 | File Box File 2ringsX50mm Panda
MCST0011 | File Box File 2ringsX75mm Panda
MCST0012 | Calculator NonScientific
MCST0013 | Carbon Papers packets
MCST0017 | Correction Tape
MCST0018 | File Seperators 1-10 (Without Numbers)
MCST0019 | CR Book PG 400
MCST0020 | CR Book Q10
MCST0021 | CR Book PG 160
MCST0022 | CR Book PG 360
MCST0023 | CR Book Q5
MCST0024 | CR Book Q8
MCST0025 | Eraser
MCST0026 | Exercise Book - 80 pgs
MCST0027 | File A4 Business
MCST0028 | File Card Board
MCST0030 | File Fastener
MCST0031 | File Separates 1-10
MCST0032 | File separates 1-12
MCST0033 | File Separators 1-20
MCST0034 | File Box 4-ring X 75mm Panda
MCST0035 | File Box File 2-Ring 25mm Dark blue Panther
MCST0036 | File Box File 2-Ring 50mm Dark blue Panther
MCST0037 | File Box File 2-Ring 75mm Dark blue Panther
MCST0041 | Laminating Pouch A-3
MCST0042 | Laminating pouch A-4
MCST0049 | Note Book A5
MCST0053 | Paper Cutter
MCST0057 | Pen Permanent Marker Red
MCST0058 | Pen White Board Marker Blue
MCST0059 | Pen White Board Marker Black
MCST0060 | Pen White Board Marker Red
MCST0061 | Pen Black
MCST0062 | Pen Black Gel
MCST0063 | Pen Blue
MCST0064 | Pen Blue Gel
MCST0065 | Pencil
MCST0066 | Pencil Cutter
MCST0067 | Pen Highlighter
MCST0068 | Pen Holder
MCST0069 | Pen Permanent Marker Black
MCST0070 | Pen Permanent Marker Blue
MCST0071 | Pen Red
MCST0074 | Pen Staedtler Lumo Color - Red
MCST0076 | Pen Tippex
MCST0077 | Photo Copy Paper A4 80GSM 500 sheet Pack
MCST0078 | Photo Copy Paper A4 Color 500sheet Pack
MCST0079 | Plastic Ruler
MCST0082 | Puncher Machine HD 45
MCST0083 | Scissors 7''
MCST0085 | Sheet Protectors Elson (A4 100 Pack)
MCST0087 | Spiral Plastic Book Binding 25cm
MCST0090 | Stapler Remover
MCST0091 | Stapler machine
MCST0093 | Stapler Pins No369 1000 Nos Packet
MCST0095 | Sticky Note 3 x 2
MCST0096 | Photo Copy Paper A3 80GSM 500 sheet pack
MCST0097 | File Holder Small
MCST0098 | File Holder Medium
MCST0099 | File Holder Large
MCST0101 | Glue stick
MCST0102 | Tape Dispenser Large
MCST0103 | CR Book PG 80
MCST0104 | CR Book PG 120
MCST0105 | CR Book PG 200
MCST0107 | Book Pre Dispatch Inspection Record
MCST0108 | Pen Staedtler Lumo Color - Black
MCST0109 | Pen Staedtler Lumo Color - Blue
MCST0110 | Box File 4-ring X 25mm Panda
MCST0112 | Calculator Scientific
MCST0113 | Binder Clips 1 1/4"
MCST0116 | Visiting Card Holder 8 Page
MCST01167 | Permanent Marker Pen - Black (Texa)
MCST0117 | Permanent Marker Pen - Blue (Texa)
MCST0119 | Puncher Machine DP-800
MCST0120 | Triangle File Clip (100 Pcs Box)
MCST0122 | Computer Paper 3-Ply - 1000 Sheets per Box
MCST0124 | Steel Ruler 1 Feet
MCST0126 | Leave Application Book
MCST0127 | Petty Cash Voucher Book
MCST0128 | Material Incoming Inspection Report Book - Core Steel
MCST0129 | Material Incoming Inspection Report Book - Enamel Wire & Copper Strip
MCST0130 | Book Finished Goods Trasportation Record
MCST0131 | Photo Copy Paper - Le 80gsm
MCST0132 | Material Incoming Inspection Report Book - Tanks
MCST0133 | Material Incoming Inspection Report Book - Covers
MCST0134 | Seal "Invoice Verified"
MCST0135 | Seal ''Invoice Approved''
MCST0136 | Seal ''Received On''
MCST0137 | Seal ''Recommended for Payment''
MCST0138 | Seal ''Payment Received''
MCST0139 | Seal for Test Results Verification
MCST0140 | Permanent Marker Pen - Red (Texa)
MCST0141 | Box File 2-ring - Special Drak Blue
MCST0142 | IOU Books
MCST0143 | Concera Papers -A4
MCST0144 | DC Resistance Sticker
MCST0145 | Sticker A4 Sheet
OLBK0001 | Transformer Oil Bulk Uninhibited
OLBK0001-T | Transformer Oil Bulk Uninhibited
OLBK0002 | Transformer Oil Bulk Inhibited
OLBK0002-T | Transformer Oil Bulk Inhibited
OLBK0003 | Transformer Oil Bulk(1000kg/IBC) PMX-561 Silicone Oil
OLDM0001 | Transformer Oil Drum Electrol-U 210 ltr
OLDM0001-T | Transformer Oil Drum Electrol-U 210 ltr
OLDM0003 | Transformer Oil Drum Nynas
OLDM0004 | Oil Drum Ultragrade 70
OLDM0005 | Transformer Oil Drum Electrol IH -210 ltr
OLDM0006 | Transformer Oil Drum Electrol I -210 ltr
P100001 | LV Former for 400/33/415V T/F
P1000010 | Extent Arm for HV Winding Machine
P1000011 | LV Former for 800/33/415V
P1000012 | LV Former for 1000/33/415V
P1000013 | LV Former for 1750/33/400V - CT1927
P1000014 | LV Former for 2500/33/400V - CT1935
P1000015 | LV Former for 2500/33/400V - CT1908
P1000016 | Inter Clamping Unit
P1000017 | Outer C Clamp
P1000018 | Former spacers for 250/33/415V T/F
P1000019 | Former 2000/33/415 for CT1939
P100002 | Extent Arm
P1000020 | Adjustable HV Mandrel for 400/33 Multi Step Oval Core
P1000021 | Inner Clamp for 250/33
P1000022 | Inner Clamp for 160/33
P1000023 | Inner Clamp for 100/33
P1000024 | Inner Clamp for 400/33
P1000025 | LV Former for 250/400/220 T/F
P1000026 | LV Winding Outer Clamp Unit (1000 x 800 x 500mm)
P1000027 | Inner Clamp for 630/33
P100003 | Former Top Part
P1000030 | LV Former for 200/11/433V - CT1909
P1000031 | LV Former for 1250/33/800V - CT1985
P1000032 | HV Winding Former for 200/11/433V - CT1909
P1000033 | Ajustable Arm for 630/800/1000kVA Common Mandrel
P100004 | Former Bottom Part
P100005 | Former main Body & Planch
P100006 | Former Fixing Box
P100007 | LV Former for 100/33/415V T/F
P100008 | LV Former for 160/33/415V T/F
P100009 | LV Core Inner Frame for 400/33/415
P10001 | 800A 5P Flanged End (IP65)
P10002 | 800A 5P Copper Cont. Aluminium Feeder (IP65)
P10003 | 800A 5P Elbow (IP65) c/w 800A 5P Copper Cont.Aluminium Feeder (IP65) - 5.6m
P10004 | Plug-in Opening for 800A Riser (IP54)
P10005 | 800A End Closure (IP65)
P10006 | Horizontal Hanger
P10007 | Spring Hangers
P10008 | 400A Plug-in unit (C/W MCCB 400A-4P-36kA)
P10009 | 800A Tap-Off Unit (C/W MCCB 800A-4P-50kA)
P10010 | 800A 5P Elbow (IP65) c/w 800A 5P Copper Cont.Aluminium Feeder (IP65)
P10011 | 250A Tap-Off Unit (C/W MCCB 250A-4P-50kA)
P10012 | 800A 5P Elbow (IP65) c/w 800A 5P Copper Cont.Aluminium Feeder (IP65) - 4.1m
P10013 | 250A Tap-Off Unit (C/W MCCB 250A-4P 50kA)
P10014 | Cable tray SKSM perforated with quick connector
P10015 | Straight connector with snap-in connection
P10016 | T-branch piece with quick connector
P10017 | Wall and Support bracket with welded head plate
P10018 | Cable tray MKSM perforated with quick connector
P10019 | Cable tray MKSM perforated with quick connector
P10020 | Barrier strip for cable tray and cable ladder
P10021 | Barrier strip connector for all barrier strip side heigh
P10022 | Hold-down clamp for cable tray for barrier strip fastening
P10023 | Straight connector with snap-in connection
P10024 | Straight connector with snap-in connection
P10025 | 90� bend with quick connector
P10026 | T-branch piece with quick connector
P10027 | T-branch piece with quick connector
P10028 | Cover with turn buckle for cable tray and cable ladder
P10029 | Spacer clamp
P10030 | Spacer clamp
P10031 | Wall and Support bracket with welded head plate
P10032 | Wall and Support bracket with welded head plate
P10033 | Variable bend with quick connector
P10034 | 90� vertical bend rising
P10035 | 90� vertical bend falling
P10036 | Device installation trunking symmetrical
P10037 | Cover
P10038 | Partition for GA 90
P10039 | Internal corner symmetrical
P10040 | T-piece symmetrical
P10041 | End piece
P10042 | Trunking clamp for system opening 80
P10043 | Strain relief f. access.mount.boxes 7GD+71GD
P10044 | Earth conductor clamp
P10045 | Externel Corner Symmetrical
P10046 | Accessory mounting box triple for Modul 45
P10047 | Cover frame for triple Modul 45
P10048 | Socket 0�, single British Standard, with switch
P10049 | Accessory mounting box double for Modul 45
P10050 | Cover frame for double Modul 45
P10051 | Blind lid 1/2 module
P10052 | Socket 0�, single British Standard, with switch
P10053 | Data Technology Support f.2 Connection Modules Type RM
P10054 | Connection Module Cat;6 Shielded
P10055 | Cable 5x2.5mm2 CU/PVC/PVC
P10056 | Cable 5x10mm2 CU/PVC/PVC
P10057 | Cable 5x25mm2 CU/XLPE/PVC
P10058 | Cable 5x35mm2 CU/XLPE/PVC
P10059 | Cable 5x50mm2 CU/XLPE/PVC
P10060 | Cable 61/2.5 XLPE/BROWN (240mm2)
P10061 | Cable 3x1.5mm2 CU/PVC/PVC (2G 1.5mm2)
P10062 | Cable 3x2.5mm2 CU/PVC/PVC (2G 2.5mm2)
P10063 | Spacer Clamp
P10064 | Cable Trafoil
P10065 | 800A 5P Elbow (IP65)
P10066 | 800A 5P Tee (IP65)
P10067 | Cable APAR AL/XLPE/PVC 4x300mm2
P10068 | Two-way switch 10 A, 250 V Polycarbonate, PC
P10069 | Two-way switch 10 A, 250 V Polycarbonate,PC
P10070 | Cover frame for single Modul 45 84 x 84mm
P10071 | Accessory mounting box single for Modul 45
P10072 | Adapter f. dev. install. rot. thr. 90� 45x45mm
P20001 | Hub - (Insteon,Europe)
P20002 | Micro Module Relay -(Insteon, EU)
P20004 | 1'' BSP SS Adaptors for Oil Filling 2'' Long
P20006 | Teflon Cable Clamp
P30001 | Adhesive Tape Black & Yellow (20Mtrs)
P30003 | Anti Slip Tape Black 2'' (30 ft)
P40001 | GI Box Bar 1"x2"x1.6mm
P50001 | GI Elbow 1/2''
P50002 | GI Tee Socket 1/2''
P50003 | Ball Valve 1" PB 500 (Pegler)
P50004 | Hose Clip 1"
P50005 | Barrel Nipple 1/2"
P50006 | Barrel Nipple 1"
P50008 | Oil ''Y'' Strainer 1''
P50009 | Non Return Valve 1''
P50010 | Weldable Type Union 1''
P50011 | Pipe Connector 1''
P50012 | Barrel Nipple 1''
P50013 | Ball Cock Valve 1''
P50014 | Weldable Type T 1''
P50015 | Weldable Type Elbow 1''
P60001 | Oil Filling Valve
P60002 | 1/2'' BSP Hose Nipples
P60003 | 3/4'' Hose Adaptors
P70001 | Lifting Lug Attachment
P70002 | Pressure Release Valve
P70003 | Oil Level Indicator
P70004 | Lifting Bolt (M10 x 60)
P80001 | MS Solid Brake Drum 8'' x 2''
P80002 | Blower Shaft 25 x 460mm Long
P80003 | Wire Tensioning Pully 80mm
P80004 | LV Former Pipe (174 OD-160 ID), 700mm Long
P80005 | Accessories for Coil Unwinding Unit
P80007 | M20 x 60 Full Thread Bolt & Nut - 10.9 Grade
P80008 | M20 x 70 Full Thread Bolt & Nut - 12.9 Grade
P80009 | M10 x 130 Plated Nut & Bolt
P80010 | P.F.R 3P with Sequence 415 VAC, 4wire, 11Pin - Foxtam
P80011 | Relay Base, 11 Pin - Round Type
P80012 | 3'' Carrier Wheel
P80013 | Axels for Carrier Wheels
P80014 | 9'' Lifting Hook
P80015 | LV Winding Clamp Unit
P80016 | 110mm 2 Grooved MS Pully with 2 Nos 6201 Bearings, Circlips
P80017 | 3'' Nylon Wire Guides
P80018 | Vaucum Pump Fins
P90001 | Square Type Relay with Indicator - 8 pin 230VAC
P90002 | Relay Base - 8 Pin Flat Type
PA0001 | Printed Boards 100 x 100mm
PA0002 | Printed Boards 100 x 200mm
PA0003 | Emergency Structure Board 2.5'' x 7''
PA0004 | Emulsion Brilliant White
PA0005 | Perspex Sheet 6'' x 4'' 3mm -Clear
PA0006 | Bin Label Boards 400 x 300mm
PA0007 | 3/4'' Brass Barrel Nippel
PA0008 | 2 1/2'' Green Hose
PB0001 | Plywood Sheet 8 x 4 x 9mm
PB0002 | Clear Hose 3/4''
PB0003 | Cable 3 Core 50/0.25 2.5mm2
PB0004 | Plywood Sheet 8 x 4 x 15mm
PB0005 | Gilbow Tiamens Snip - 12''
PB0006 | Wracking Bar - 36''
PB0007 | Crow Bar - 6 Feet
PC0001 | BS Rod 6mm
PC0002 | Angle Iron 25 x 25 x 3mm
PC0003 | Cable 300mm2 CU/XLPE/AWA/PVC BLACK
PC0004 | Cable 30/0.25 5C BLACK
PC0005 | Copper Plate 600 x 600 x 3mm
PC0006 | Earth Rod Cu Bonded 16mm x 1500mm
PC0007 | Ground Enhancement Materials
PC0008 | Brass B Clamp for 16mm Rods
PC0009 | Earth Pit Concrete 300 x 300 x 300mm
PC0010 | Right Lighthing Arrestor 12kV, Polymer Housed, Distribution Class, 10kA
PC0011 | Right Expultion Fuse Cut out 12KV/200A
PC0012 | Earth Rod Solid Copper 16mm x 3000mm
PC0013 | Auto Cable 30/0.25 A/C 100mm2-Blue
PC0014 | Auto Cable 30/0.25 A/C 100mm2-Yellow
PC0015 | Auto Cable 30/0.25 A/C 100mm2-Green
PC0016 | Auto Cable 30/0.25 A/C 100mm2-Red
PC0017 | I Lug 1.5mm2
PC0018 | Right Lighthing Arrestor 36kV, Polymer Housed, Distribution Class, 10kA
PD0001 | 8mm Core Stacking Pins - 400mm Long
PD0002 | 8mm Core Stacking Pins - 500mm Long
PD0003 | 8mm Core Stacking Pins - 600mm Long
PD0004 | 8mm Core Stacking Pins - 700mm Long
PD0005 | Core Building Table Accessories
PD0006 | 6mm Core Stacking Pins - 400mm Long
PE0001 | D.O.L Starter -7.5kW, 12HP, 18A, 415VAC
PE00010 | 1'' Electrical Conduit Joint Socket
PE00011 | Casing 3'' x 2''
PE0002 | MCB, 6A, 2P
PE0003 | RCCB, 40A, 2P, 30MA
PE0004 | 3/4'' Electrical Conduit
PE0005 | 3/4'' Electrical Conduit Clip
PE0006 | 3/4'' Electrical Bend
PE0007 | 3/4'' Conduit Joint Socket
PE0008 | 1'' Electrical Conduit
PE0009 | 1'' Electrical Conduit Bend
PE0014 | Cable Casing 1''
PE0015 | Cable Casing 3''
PE0017 | GI 1/2 Ball Valve - Pegler
PE0018 | PVC 1/2 Faucet Socket - S lon
PE0019 | PVC 1/2 Valve Socket - S lon
PE0020 | 1/2 PVC Pipe -S lon
PE0021 | 1/2 PVC ElBow -S lon
PE0022 | 1/2 PVC Joint Socket -S lon
PE0023 | 500g PVC Glue -S Lon
PE0024 | 1/2 Shower
PE0025 | 1, 1/4 Water Flow Meter
PE0026 | 1, 1/2 PVC Pipe -S lon Heavy Duty
PE0027 | 1, 1/2 PVC Joint Socket
PE0028 | 1, 1/2 PVC Elbow
PE0029 | 1, 1/2 PVC T Socket
PE0030 | 1, 1/2 GI Ball Valve
PE0031 | 1, 1/2 Valve Socket
PE0032 | 1, 1/2 to 1, 1/4 PVC Reducer
PE0033 | 1, 1/2 PVC Pipe Clip
PE0034 | 6mm Self Tapping Nail Black
PE0035 | 6mm Role Plug
PF0004 | Helmet Stickers - STK/HS/01
PF0005 | Helmet Stickers - STK/GN/02
PF0006 | Safety Boards 42'' x 54'' - Luminous Sticker
PF0007 | Safety Boards 42'' x 51'' - Luminous Sticker
PF0010 | 2.5 inch Fire Hose with Coupling 15m (Canvas)
PF0011 | 2.5 inch Fire Hose Nozzle Aluminium -Jet
PG0001 | Panel with Wiring for Winding Section
PG0002 | Panel with Wiring for Assembly Area
PG0003 | Panel with Wiring for LFD Oven
PG0004 | Panel with Wiring for Core Cutting Area
PG0005 | Panel with Wiring for Testing
PG0006 | Panel with Wiring for Winding + Dispatch
PG0007 | Nylon Rope 20mm
PG0008 | Cable Tie 12''
PG0009 | Sponge
PG0010 | Kemikote Green - Double Pack
PG0011 | Anchor Bolt 8 x 75mm
PG0012 | Anchor Bolt 10 x 75mm
PG0013 | Thinner 4ltr Can
PG0014 | Paint Brush 4''
PH0001 | Reinforcement Brackets
PH0002 | Core Steel Guide Pins with Nut
PH0003 | Pulley for Wire Tensioning Unit of CNC
PH0004 | 150mm Nylon Pulley with 2nos of 6201 Bearings
PH0005 | 3'' Carrier Wheel
PH0006 | Wire Guiding on Block 30x30x70mm
PH0007 | 35mm Rollers with 626 Bearing Installed
PH0008 | 90mm 4Grooved Aluminium Pulley with 2 Nos 6205 Bearings
PH0009 | 50mm Single Grooved Aluminium Pully with 1 Nos 6201 Bearing
PH0010 | Teflon Wire Guide with Holding Bracket
PH0011 | 100mm Felt Liner Clutch Pulley
PH0012 | M30 Threaded, 2'' AF Brass Nut for Winding Shaft
PH0013 | 35mm Rollers with 626 Bearing Installed
PH0014 | Cable Tray X 150 x 75 x 1.2mm - Axel Sri Lanka (HDG)
PH0015 | Cable Tray X Cover 150 x 75 x 1mm - Axel Sri Lanka (HDG)
PH0016 | Cable Tray X Coupler 150 x 75 x 1.5mm - Axel Sri Lanka (HDG)
PH0017 | BSP Barrel Nipples 3/4'' to 1''
PH0018 | BSP Barrel Nipples 1,1/2'' to 1''
PH0019 | SS Cable Gland for 9mm Cable
PH0020 | Cable Tray 225 x 75 x 1.2mm - Axel Sri Lanka (CTHD)
PH0021 | Coupler 225 x 75 x 1.2mm - Axel Sri Lanka (CTHD)
PH0022 | Cantilever Support 35 x 80 x 225mm - Axel Sri Lanka (CTHD)
PH0023 | Flat 90 Bend 75 x 225mm - Axel Sri Lanka (CTHD)
PH0024 | Flat Equal Tee 75 x 225mm - Axel Sri Lanka (CTHD)
PH0025 | Internal 90 Riser Bend 75 x 225mm - Axel Sri Lanka (CTHD)
PH0026 | Cable tray Cover 225 x 15mm - Axel Sri Lanka (CTHD)
PH0027 | Cable Tray 90 Flat Bend Cover 225 x 1.2mm- Axel Sri Lanka (CTHD)
PH0028 | Lid for Flat Equal Tee 225 x 75mm- Axel Sri Lanka (CTHD)
PH0029 | Cable Tray Internal 90 Riser Bend Cover 225 x 75 x 1.2mm - Axel Sri Lanka (CTHD)
PI0001 | Dual Radio 802.11ac Access Point with PoE (ETSI)
PI0002 | POE Injector
PI0003 | Blank SS Plate 4'' x 2''
PI0004 | 1/2'' PVC Conduit
PI0005 | 1/2'' PVC Bend
PI0006 | 1/2'' PVC Socket
PI0007 | PVC Glue
PI0008 | AR45-F1 AL Cover frame for single Modul 45 84x84mm Polycarbonate, PC Aluminium painted
PI0009 | 71GD13 Accessory mounting box double for Modul 45 140x76x51 Polyamide, PA Iron grey
PI0010 | AR45-F2 AL Cover frame for double Module 45 84 x 140mm Polycarbonate, PC Aluminium paiinted
PI0011 | 71GD8-2 Accessory mounting Box Single for Modul 45 71 x 76 x 51 Polyamide, PA Iron Grey
PI0012 | DTS-2RM AL1 Data technology support f.2 connection modules
PI0013 | ASM-C6 G Connection module Cat. 6 shielded
PJ0001 | Insulation Paper Guide Rollers with Pins
PK0001 | Pressure Pump
PK0002 | PVC Tarpaulin -20 Feet x 20 Feet
PK0003 | Cutting Wheel 4'' x 1mm
PK0004 | GI Pipe 2'' x 5.8 Mtr
PK0005 | Clamp for 2'' Pipe
PK0006 | No Leak Tape 2''
PK0007 | 4'' Toilet Pan Connector - Magic Bend
PK0008 | Cable 7/1.04
PK0009 | 60W Filament Bulb
PK0010 | 40W Filament Bulb
PK0011 | 25W Filament Bulb
PK0012 | 20mm Tor Steel
PK0013 | Mild Steel
PK0014 | Binding Wire
PK0015 | Plywood Sheets 8 x 4 x 12mm
PK0016 | Wire Nail 2''/3''
PK0017 | Concrete Nail 1 1/2'' - 100 Pcs Box
PK0018 | MS Box Bar 2 x 2 x 4mm
PK0019 | L Angle 1 1/2'' x 1 1/2''
PK0020 | Black Iron T Socket - 3'' (Weldable)
PK0021 | Black Iron L Baw 90 Degrees - 3'' (Weldable)
PK0022 | Black Iron L Baw 45 Degrees - 3'' (Weldable)
PK0023 | GI Valve 2''
PK0024 | Barrel Nipple 2'' (Weldable)
PK0025 | Black Iron Pipe 3''
PK0026 | Black Iron Union 2''
PK0027 | Black Iron 3'' Reducer 3'' to 2'' (Weldable)
PK0028 | Black Iron Pipe 1/2'' (Weldable)
PK0029 | Black Iron L Bow 1/2'' (Weldable)
PK0030 | Flat Iron 100 x 5mm
PK0031 | Flat Iron 100 x 10mm
PK0032 | Flat Iron 100 x 12mm
PK0033 | C Channel 75 x 40 x 6mm
PK0034 | L Angle 1'' x 1'' x 3mm
PK0035 | Box Bar 2'' x 2'' x 3mm
PK0036 | Box Bar 1'' x 2'' x 3mm
PK0037 | Box L Angle 1'' x 1'' x 3mm
PL0002 | MCB, 10A, 1P - Schneider
PL0003 | MCB, 16A, 1P - Schneider
PL0004 | MCB, 20A, 1P - Schneider
PL0005 | MCB, 32A, 3P - Schneider
PL0006 | MCB, 63A, 3P - Schneider
PL0007 | Cable 1 Core 1/1.13 1mm2 - Brown
PL0008 | Cable 1 Core 1/1.13 1mm2 - Blue
PL0009 | Cable 1 Core 7/0.53 1.5mm2 - Brown
PL0010 | Cable 1 Core 7/0.53 1.5mm2 - Blue
PL0011 | Cable 1 Core 7/0.53 1.5mm2 Earth
PL0012 | Cable 1 Core 7/0.67 2.5mm2 - Brown
PL0013 | Cable 1 Core 7/0.67 2.5mm2 - Blue
PL0014 | Cable 3 Core 30/0.25 1.5mm2
PL0015 | Insulation Tape
PL0016 | Cable 4 Core 32/0.20 1mm2
PL0017 | MCCB, 100A, 3P, 30kA -Easypact Type
PL0018 | MCCB, 63A, 3P, 30kA -Easypact Type
PL0019 | MCCB, 40A, 3P, 30kA -Easypact Type
PL0020 | MCCB, 32A, 3P, 30kA -Easypact Type
PL0021 | Shunt Trip, 0-100A
PL0022 | GIC Earth Leakage Relay 30MA to 30A 220-415 VAC
PL0023 | DIN 300-240A, Earth Leakage Relay - Din Rail Mount
PL0024 | Cable 4 Core 50/2.5mm2
PL0025 | Cable 5 Core 50/2.5mm2
PL0026 | Cable 7/0.67 Earth 2.5mm2
PL0027 | Auto Cable 24/0.20 A/C 0.75mm2-Brown
PL0028 | Auto Cable 24/0.20 A/C 0.75mm2-Blue
PL0029 | Auto Cable 24/0.20 A/C 0.75mm2-Yellow
PL0030 | Auto Cable 32/0.20 A/C 1mm2-Brown
PL0031 | Auto Cable 32/0.20 A/C 1mm2-Blue
PL0032 | MCCB, 630A, 3P, 50kA -Compact Type
PL0033 | Shunt Trip, 220/240V
PL0034 | GIC CBCT 57m for Earth Leakage Relay 30MA-30A
PL0035 | MCCB, 250A, 4P, 25kA -Easypact Type
PL0036 | Shunt Trip - Ezesht200AC
PL0037 | MCCB, 400A, 4P, 36kA, - Easypact Type
PL0038 | Shunt Trip - 220/240V
PM0001 | Nomax Paper 0.25mm
PM0002 | SS M20x75 Full Thread Bolt, Nut, Extra Nut & two Flat Washer
PM0003 | Brass M12x35 Bolt, Nut, Extra Nut & two Flat Washer
PM0004 | GI M12x50 Bolt, Nut, Extra Nut & two Flat Washer
PN0001 | Dell Lap Top Battery - E7440
PN0003 | Dell Lap Top Battery - 5558
PO0001 | Cable 1 Core 37/2.25 150mm2
PP0001 | Small Flange DN16, Steel, Long Type, I=52
PP00010 | Welding End G1/2, RSt37-2 d032x25 Long
PP00011 | Filling and Discharge Valve G1/2 (KFE-Valve)
PP00012 | Torispherical Head 219, 1x4-VA-RSt37-2 with Material Certificate acc to
PP00013 | Welding end G1, RSt37, d050x25 Long
PP00014 | Hexagon Head Pipe Plug G1-5 8 Electro Galvenized
PP00015 | Straight Screw-in Stud (G1/2A), Viton
PP00016 | Funtion Nut, Electro Galvanized, Viton Orde no:FM10LVITCF
PP00017 | Straight Screw-in Stud Order no :G10LR3/8EDVITOMDCF
PP00018 | Bright Draw Hexagon Steel SW24-9S20K
PP00019 | Sound Absorber G3/8
PP0002 | KF - Clamping Ring DN10/16 Aluminium
PP00020 | Clip Type 110a AL-IS for tube od=10, G1/8
PP00021 | Welding Plate, type SP, for Size 1a for 6mm-12mm and G1/4-G3/8, Lenght 12=37
PP00022 | Hexagon Socket Head Cap Screw M06x020-8.8, Electro -Galvanized
PP00023 | Hexagon Screw M16x050-5.6 Design m, Electro-Galvanized
PP00024 | Welding Neck Flange DN032x042,4 PN16, without Sealing Groove, RS137-2
PP00025 | Welding Neck Flange DN080x088,9 PN16, with Sealing Groove, RS137-2
PP00026 | Blind Flange DN80 PN16 Design B, without Sealing Groove, UST37-1
PP00027 | Welding Neck Flange, DN050x060, 3Pin 16, without Sealing Groove, RSt37-2
PP00028 | Welding Neck Flange, DN050x60, 3Pin 16, with Sealing Groove, RSt37-2
PP00029 | Welding end G3/4, RSt37-2, d040x25 Long
PP0003 | KF - Centering Ring DN16, Aluminium, without O-ring
PP00030 | O-ring 022x02 FPM70 Viton/Black
PP00031 | Screw Connection Flat-type Sealing, G3/4-GT, Black
PP00032 | Tonispherical Head 219, 1x4-VA-RSt37-2 with Material Certificate acc. to
PP00033 | Welding end G1, RSt37, d050x25 Long
PP00034 | Function Nut, Electro Galvanized, Viton Order no: FM10LVITCF
PP00035 | Straight Screw-in Stud (G1/2A)
PP00036 | Welding end G1/2, RSt37-2, d032x25 long
PP00037 | Welding Neck Flange, DN015x021,3 PN16, without Sealing Groove, RSt37-2
PP00038 | Welding Neck Flange, DN015x021,3 PN16, with Sealing Groove, RSt37-2
PP00039 | Hot Rolled Flat Steel 070x15-St37-2
PP0004 | O-ring 018x05 FPM70 Viton/Black
PP00040 | Locking Cone for Screwing Cones Order no VKA10VITCF with O-ring 8x1,5-VIT
PP00041 | Clip Type 110a AL-IS for Tube od=10, G1/8
PP00042 | Rail Nut M6
PP00043 | Bearing Rail 28x11 Light Design
PP00044 | Locking Cone for Screwing Cones Order no VKA22CF, with O-ring 20x02-VIT
PP00045 | Mounting Strip Type MQ-21D 3M (Double Strip) 1x(3000lg)+2x(2500lg) anpassent/ adapt
PP00046 | Mounting Strip Type MQ-41 3M 4x(3000lg) anpassen/adapot
PP00047 | Hot Rolled Flat Steel 120x10-St37-26x(120lg)
PP00048 | Rail Joint Bond Type MQV-12
PP00049 | Elbow Type MQW-4
PP0005 | Thermovac Transmitter TTR 91 N, DN16KF Measuring Range 5x10-5 to 1000mbar
PP00050 | Connecting Button Type MQN-C
PP00051 | Rail Joint Bond Type MQV-3/2 D
PP00052 | Automatic Steel Dowel Type FA1/50-1
PP00053 | Cable TRONIC-CY LIY-CY-4x0,5
PP00054 | Kabel TRONIC-CY LIY-CY-7x0,25
PP00055 | Cable TRONIC-CY LIY-CY-2x0,75
PP00056 | Oilflex cable classic 100 4 G 0,5 with green/yellow
PP00057 | Oilflex cable classic 100 2 X 0,5 with green/yellow
PP00058 | Oilflex cable classic 110 5 G 1,0 with green/yellow
PP00059 | Oilflex cable classic 100 3 G 0,75 with green/yellow
PP0006 | SAE-Welding Flange, PN160 AFS 106 SRE 48, DN40
PP0007 | SAE Lock Counter Flange, PN200 1, 1/2'' (DN40), Plan Milled
PP0008 | O-ring 042x05 FPM70 Viton/Black
PP0009 | Welding Piece, Design I(G1/2) for Tube 42.4
PQ0001 | Water Dispenser - HD1823 C
PR0001 | GI Box Bar 1'' x 1'' x 3mm
PR0002 | Combination Plier
PR0003 | Diagonal Plier
PR0004 | Needle Nose Pliers
PR0005 | Insulated Flat Head Screwdriver - 15cm Long
PR0006 | Insulated Flat Head Screwdriver - 8cm Long
PR0008 | Insulated Phillips Screwdriver - 8cm Long
PR0009 | Terminal Screwdriver - Flat
PR0010 | Terminal Screwdriver - Philips
PR0011 | Measuring Tape
PR0012 | Adjustable Spanner Set - 8''
PR0013 | Combination Spanner Set - 8'' To 24''
PR0014 | Allen Key Set
PR0015 | Star Key Set
PR0016 | Electricity Tester
PR0017 | Voltage Tester
PR0018 | Circlip Plier
PR0019 | Mini Digital Multi Meter -600V
PR0020 | Hand Carrier Tool Bag
PR0021 | Anchor Bolt M10 x 100mm
PR0022 | Plastic Flexible Conduit 1/2''
PR0023 | Plastic Flexible Conduit 1''
PR0024 | Plastic Flexible Conduit 2''
PR0025 | Cable Trunking - Plain 50 x 50mm
PR0026 | Cable Trunking - Coupler 50 x 50mm
PR0027 | 1.5'' Taper Union
PR0028 | 1.5'' Barrel Nipple - Weldable
PR0029 | 2'' to 1.5'' Reducer - Weldable
PR0030 | 2'' Elbow - Weldable
PR0031 | 2 Feet Cable Tie- Heavy Duty Black
PR0032 | 1'' Clear Hose Flexible -3mm Thickness
PR0033 | 1'' Hose Clip - Mild Steel
PR0034 | Thermo Plastic Cable Junction Box with Terminal IP66 - (93W x 93H x 62D)
PR0035 | Cable Trunking - Plain 100 x 100mm
PR0036 | Cable Trunking Coupler- Plain 100 x 100mm
PR0037 | Cable Trunking - Hanger Supports 50 x 50mm
PR0038 | Cable Trunking - Hanger Supports 100 x 100mm
PR0039 | Cable Trunking - Hanger Supports 100 x 50mm
PR0040 | Cable Trunking - Plain 100 x 50mm
PR0041 | Cable Trunking - Coupler 100 x 50mm
PR0042 | Cable Tray - HD 450 x 75mm
PR0043 | Cable Tray Cover - HD 450 x 15mm
PR0044 | Cable Tray - Coupler 450 x 75mm
PR0045 | Cable Tray - Flat 90 Bend 450 x 75mm
PR0046 | Cable Tray - External 90 Riser Bend 450 x 75mm
PRAA0001 | Changeover Switch, 1 Module (1 Gang Switch)
PRAA0002 | Accessory Mounting Box, Single, Modul 45
PRAA0003 | Cover Frame AR45, Single
PRAA0004 | On / Off Switch, 1/2 Module
PRAA0005 | Socket 0� with Switch, British Standard, Single
PRAA0006 | Accessory Mounting Box, Triple, Modul 45
PRAA0007 | Cover Frame AR45, Triple
PRAA0008 | Accessory Mounting Box, Double, Modul 45
PRAA0009 | Cover Frame AR45, Double
PRAA0010 | Blind Cover, 1/2 Module
PRAA0011 | RJ45 Data Connection Module, Cat. 5e, Shielded
PRAA0012 | Data Technology Support, 1 Module, Slanting Outlet
PRAA0013 | Device installation trunking, height 70mm
PRAA0014 | Coupling
PRAA0015 | Cover
PRAA0016 | T-Piece
PRAA0017 | Partition for Trunking Height 70mm
PRAA0018 | End piece aluminium
PRAA0019 | Flat Angle
PRAA0020 | Flat Angle Cover
PRAA0021 | Internal Corner
PRAA0022 | Service Pole Type ISS160160IP4 - 4 meters
PRAA0023 | Cover (There are 6 Locking brackets included per 2meter length )
PRAA0024 | Floor Plate
PRAA0025 | Collision Guard
PRAA0026 | Slot Nut
PRAA0027 | Accessory Mounting Box, Triple, Modul 45
PRAA0028 | Cover Frame AR45, Triple, with Labelling Panel for Vertical Device Installation
PRAA0029 | Socket 0�, British Standard, single
PRAA0030 | Data Technology Support
PRAA0031 | RJ45 Data Connection Module, Cat. 6, Shielded
PS0001 | Stiffener 2 - 154mm
PS0002 | Stiffener 1 - 153mm
PS0003 | MS Pipe 700mm Long (162-149)
PS0004 | Ms Plate 133 x 700 x 10mm
PS0005 | Ms Plate 85 x 700 x 10mm
PT0001 | Banana Plug - Male & Female
PT0002 | 18W Panel Light - Warm White
PT0003 | Copper Bond Rod 10 x 16mm
PT0004 | Brass ''B'' Clamp Rod - Cable, HCC 3
PT0005 | Digi Shock G Impact Recorder - 25G Configuration
PT0006 | 50W Panel Heater
PT0007 | Thermostat (0-50) C
PT0008 | Blank S/S Plate - 200mm x 140mm
PT0009 | Black Carpet -Height 4Feet
PT0010 | 1/2'' - 1'' BSP Adaptor wirth 3/8'' BSP Threaded to Fix Pressure Gauge
PT0011 | 1/2'' - 1'' Barrel Nipple
PT0012 | 2'' - 1'' Adaptor
PT0013 | 3/8'' - 1'' Adaptor
PT0014 | Cable 1x150mm2 CU/PVC/PVC -Swichgear black
PT0015 | Lug 12mm x 150mm
PT0016 | Prefabricated Substation Plate 9.5'' x 4''
PT0017 | 8'' Drain Valve Extension with Shaft
PT0018 | Drain Valve Cup Tightening Socket
PT0019 | 1, 3/4'' to 1'' Brass adaptor -70mm
PT0020 | 1, 3/4'' Brass End Cap -70mm
PT0021 | 1/2'' to 1 3/4'' Hose Couplin
PT0022 | 1'' BSP to 1/2'' Hose Nipples
PT0023 | 8'' Flange for Fire Pump Unit
PTLQ0007 | Mix Paint RAL 9002 (White)
PTLQ0008 | Mix Paint RAL 6028 (Green)
PTLQ0009 | Spray Can - Plastic
PTLQ0021 | Thinner 9192
PTLQ0022 | Thinner 2106
PTLQ0023 | Sigmazinc 102 HS Grey Base / Hard
PTLQ0024 | Sigmacover 456 Grey 435 Base / Hard
PTLQ0025 | Sigmadur 550 RAL9002 Base / Hard
PTLQ0028 | Sigmacover 280 Yellow Green
PTLQ0030 | Liquid Paint Interzinc 52
PTLQ0032 | Liquid Paint Intergard 475 HS
PTLQ0033 | Liquid Paint Interthane 990
PTLQ0034 | Liquid Paint Interseal 67HS
PTLQ0035 | PU Thinner - GTA 733
PTLQ0036 | Epoxy Thinner GTA 220
PTLQ0037 | Spray Paint 2K Weather Shield - Black Colour
PTLQ0038 | Liquid Paint Dulux Gloss Finish A365 1Ltr Can RAL 6028 Green
PTLQ0039 | Liquid Paint Dulux Gloss Finish A365 1Ltr Can RAL 9002 White
PTLQ0040 | Liquid Paint Dulux Matt Finish 1Ltr Can RAL 9002 White
PTPR0001 | Primer Zinc Rich Primex PR9085 1038946PX20 Grey SMO
PTPR0002 | Oil Primer
PTPR0003 | Primer Penguard Gray/Red
PTPR0004 | Primer Jotamastic 80 - Grey
PTPR0005 | Primer J-Pipe AC1003-35S Beige SMO 1040247PX20
PTPR0006 | Primer Jotamastic 80 - Aluminium
PTPR0007 | Primer Anticorrosive Interpon PZZ 660
PTPR0008 | Primer Zinc Rich Primex PR9085 1038946PX20 Grey SMO.
PTPW0001 | Powder Paint RAL 6028
PTPW0002 | Powder Paint RAL7032 PE7007 RAL 7032 SMO 1000342PX20
PTPW0003 | Powder Paint RAL7033 Interpon 610 LT Matt MPC49N
PTPW0004 | Powder Paint RAL7038 PE-F1307 SMO 1000400PX20
PTPW0005 | Powder Paint RAL9002 PE7007 SMO 1002079PX20
PTPW0006 | Powder Paint RAL9003
PTPW0008 | Powder Paint Battle Ship Gray PE7007 SMO1215883PX20
PTPW0009 | Powder Paint RAL9002 PE7007 SMO 1213393PX20 C type
PTPW0010 | Powder Paint RAL 9002 Interpon 610 LT
PTPW0011 | Vacant
PTPW0012 | Powder Paint RAL 7031 Interpon 810SG Grey
PTPW0013 | Powder Paint 100BPP Grey
PTPW0014 | Powde Paint Interpon PZ/ Interpon PZ660 ALZ66N
PTPW0015 | Powder Paint Interpon 100 BPP/ Interpon BPP
PTPW0017 | Powder Paint Interpon 610
PTPW0018 | Powder Paint Ral 7035
PU0001 | PVC Pipe 2''
PU0002 | PVC Joint 2''
PU0003 | PVC End Cap 2''
PU0004 | PVC Pipe 160mm (6'' x 6Meter) -G1000
PU0005 | PVC Long Bend 6''
PU0006 | Lug 16mm X 240mm
PU0008 | Colour Caps 240mm2
PU0009 | Colour Caps 95mm2
PU0010 | Cable Gland 4C 50mm - CW40S
PU0011 | 4 Way Junction Box - 3/4''
PU0012 | 3 Way Junction Box - 1''
PU0013 | T Socket - 3/4''
PU0014 | T Socket - 1''
PU0015 | Socket - 1''
PU0016 | Socket - 3/4'' (Thread Type)
PU0017 | U Clip - 1''
PU0018 | U Clip -3/4''
PU0019 | Bend -1''
PU0020 | Bend -3/4''
PU0021 | Flexible Hose 1''
PU0022 | Rall Plug -8mm
PU0023 | Screw Nail -1 1/4''
PU0024 | GI Pipe -1''
PU0025 | GI Pipe -3/4''
PU0026 | Socket - 3/4'' (Aluminium Type)
PV0001 | MS Pipe 700mm Long (194-182)
PV0002 | Oil Valve Extension
PX0001 | HV Box Bottom Plate
PX0002 | LV Box Cover
PX0003 | Adaptor for Gas Pressurizing
PX0004 | Engraving Tags 6'' x 3''
PX0005 | MCB 2P, TC 7.5kA, 32A - Siemens ZM5SL6232
PX0006 | 1/4'' Hose Power Pump
PX0007 | 1/2'' Flow Meter
PX0008 | 1/2'' Counter
PX0009 | 1/2'' Ball Valve
PX0010 | 1/2'' GI Elbow
PX0011 | 1/2'' GI Barrel Nipple
PX0012 | 1'' to 1/2'' Reducer
PX0013 | 3/4'' Clear Horse
PX0014 | 1/4'' Horse Clip Heay Duty
PY0001 | Vernier Height Gauge 300 - 0.02mm
PY0002 | Vernier Caliper 150 - 0.02mm
PY0003 | Vernier Caliper 150 - 0.05mm
PY0004 | V Block 100mm
PY0005 | Steel Ruler 300mm
PY0006 | Flat File Smooth 300mm
PY0007 | Flat File Rough 300mm
PY0008 | Triangular File Smooth 200mm
PY0009 | Hacksaw Frame 300mm
PY0010 | Die Set M10 x 1.5
PY0011 | Die Handle
PY0012 | Center Punch
PY0013 | Try Square 100mm
PY0015 | Micrometer 0-25mm
PY0016 | Welding Rod 2.5mm
PY0017 | Drill Bit 3mm
PY0018 | Drill Bit 5mm
PY0019 | Drill Bit 8.5mm
PY0020 | Hacksaw Blade HS -Eclipse
PY0021 | Tap Set - Presto
PY0022 | Tap Handle
PY0023 | Ms Flat Iron 50 x 10mm
PY0024 | Bench Drill Machine
PY0025 | Ms Flat Iron 25 x 6mm
PY0026 | Counter Sinking Tool - 10mm
PY0027 | Counter Boring Tool - 10mm
PY0028 | Scriber
PY0029 | Jenny Caliper
PY0030 | Bench Vice 5''
PY0031 | Reamer 10mm H7
PY0032 | Ms Squre Bar 25 x 25 x 5.8Mtr
PY0033 | Amano Roofing Sheet - 15Feet
PY0034 | GI Box Bar 1'' x 1'' x 1.6mm
PY0035 | GI Box Bar 2'' x 1'' x 1.6mm
PY0036 | Amano Roofing Screw 2''
PZ0001 | Standard Panel type 5 NA038 HPL, Print Laminat Fb 577
PZ0002 | A/C Panel 24 RR30-3 HPL
PZ0003 | C-Profile 30 x 40 x 2, L=2,400mm
PZ0004 | Pedestal Gasket for type 2
PZ0005 | Pedestal Glue, 720gr
PZ0006 | Earthing Clamp
PZ0007 | Fitting Panel of Wood applied with HPL 577, 719 x 719mm
PZ0008 | Analog Timer, 48x48, Panel Type
PZ0009 | Flush Head, Push Button, Green 1 N/O
PZ0010 | Countact Block, N/C
PZ0011 | Din Rail Aluminium
PZ0012 | Insulated Spade Terminal
PZ0013 | Cable Lug 16 x 300mm
PZ0014 | Wire End Cap 300mm2 - Black
PZ0015 | Wire End Cap 300mm2 - Brown
PZ0016 | Wire End Cap 300mm2 - Grey
PZ0017 | Wire End Cap 300mm2 - Green
PZ0019 | Cable Trench Set for INT1902
PZ0020 | End Termination Kit for XLPE 1C x 185Sqmm Indoor Type Armoured Cable
PZ0021 | End Termination Kit for XLPE 1C x 185Sqmm Outdoor Type Armoured Cable
PZ0022 | Surge Arrestors 33kV
PZ0028 | Terminal Connector -2.5 Sqmm
PZ0037 | Plywood Sheet 8 x 4 x 3/4''
PZ0038 | GI Box Bar 1 1/2'' x 1 1/2 x 1.6mm
RDFT0001 | Fin Type Radiators 100/11
RDFT0002 | Fin Type Radiators 100/33
RDFT0003 | Fin Type Radiators 160/11
RDFT0004 | Fin Type Radiators 160/33
RDFT0005 | Fin Type Radiators 250/11
RDFT0006 | Fin Type Radiators 250/33
RDFT0008 | Fin Type Radiators 400/33
RDFT0009 | Fin Type Radiators 630/11
RDFT0010 | Fin Type Radiators 630/33
RDFT0011 | Fin Type Radiators 800/11/33
RDFT0012 | Fin Type Radiators 1000/11/33
RDFT0013 | Fin Type Radiators 2500/33/415
RDFT0015 | Fin Type Radiators 1600/33/415
RDFT0017 | Fin Type Radiators 1250/33/415
RDFT0019 | Fin Type Radiators 3000/33/400 for CT1902
RDFT0030 | Fin Type Radiators 200kVA/33kV/400V
RDFT0033 | Fin Type Radiators 2000/33/11
RDFT0041 | Fin Type Radiators 1750/33/400
RDFT0042 | Fin Type Radiators 2000/33/400 CT1857
RDFT0046 | Fin Type Radiators 1000/33/400 for CT1854
RDFT0056 | Fin Type Radiators 2000/33/415
RDFT0057 | Fin Type Radiators 1500/33/11 for CT1803
RDFT0061 | Fin Type Radiators 1500/33/415
RDFT0063 | Fin Type Radiators 1000/33/480 for CT1844
RDFT0274 | Fin Type Radiators 200/11/433 for CT1909
RDFT0510 | Fin Type Radiators 630/33 Ph1
RDFT0511 | Fin Type Radiators 800/33 Ph1
RDFT0531 | Fin Type Radiators 100/33/415 Ph2
RDFT0532 | Fin Type Radiators 160/33/415 Ph2
RDFT0533 | Fin Type Radiators 250/33/415 Ph2
RDFT0534 | Fin Type Radiators 400/33/415 Ph2
RDFT0535 | Fin Type Radiators 630/33/415 Ph2
RDFT0536 | Fin Type Radiators 800/33/415 Ph2
RDFT0537 | Fin Type Radiators 1000/33/415 Ph2
RDFT0580 | Fin Type Radiators 100/11/415 Ph2
RDFT0581 | Fin Type Radiators 160/11/415 Ph2
RDFT0582 | Fin Type Radiators 250/11/415 Ph2
RDFT0583 | Fin Type Radiators 400/11/415 Ph2
RDFT0584 | Fin Type Radiators 630/11/415 Ph2
RDFT0585 | Fin Type Radiators 800/11/415 Ph2
RDFT0586 | Fin Type Radiators 1000/11/415 Ph2
RDFT0595 | Fin Type Radiators 1250/33/400 & 800 EU
RDFT0596 | Fin Type Radiators 1600/33/400, 415, 690, & 800 EU
RDFT0597 | Fin Type Radiators 2000/33/400, 415 & 800 EU
RDFT0598 | Fin Type Radiators 2500/33/400, 415 & 800 EU
RDFT0601 | Fin Type Radiators 1000/33/400, 690, 800 & 1250/33/415 EU
RDFT0605 | Fin Type Radiators 3150/33/400, 415 690, 800 & 2500/33/690 EU
RDFT0717 | Fin Type Radiators 1000kVA 1250kVA EU AL
RDFT0720 | Fin Type Radiators 2000kVA 33kV 400V EU AL
RDFT0888 | Fin Type Radiators 2000/33/6300 EU
RDPT0001 | Panel Type Radiators 8 Elements 700mm x 520mm wide x 1.0mm Thick CR Steel / Colour to be Decided
RDPT0004 | Panel Type Radiators 13 Elements 1300mmX520mm -Offset /RAL 9002
RDPT0010 | Panel Type Radiator 13 Elements 1100mm x 520mm x 1.0mm Thick CR Steel - Centered / RAL 7032
RDPT0011 | Panel Type Radiator 13 Elements 1100mm x 520mm x 1.0mm Thick CR Steel - L.H. Offset / RAL 7032
RDPT0015 | Panel Type Radiator 10 Elements 1400mm x 520mm x 1.0mm Thick CR Steel - Centered / RAL 9002
RDPT0016 | Panel Type Radiator 12 Elements 1300mm x 520mm x 1.0mm Thick CR Steel - L.H. Offset / RAL 9002
RDPT0017 | Panel Type Radiator 12 Elements 1300mm x 520mm x 1.0mm Thick CR Steel - R.H. Offset / RAL 9002
RDPT0018 | Panel Type Radiator 12 Elements 1300mm x 520mm x 1.0mm Thick CR Steel - Centered / RAL 9002
RDPT0020 | Panel Type Radiator 13 Elements 1100mm x 520mm x 1.0mm Thick CR Steel - R.H. Offset / RAL 7032
RPEX0100 | Transformer Completely Replacement 250/33/415
RPEX0101 | Transformer Completely Replacement 400/33/415
RPEX0102 | Transformer Completely Replacement 630/33/415
RPEX0103 | Transformer Completely Replacement 1000/33/415
RPEX0104 | Transformer Active Part Replacement 200/11/415
RPEX0105 | Transformer completely replacement-25/33-Uganda
RPEX0106 | Transformer Completely Replacement-50/33-Uganda
RPEX0107 | Transformer completely replacement-100/33-Uganda
RPOV0105 | Ovening of Transformer completely replacement-25/33-Uganda
RPSP0107 | Replacement of new winding and re tanking with new oil
RPSP0901 | Three winding replacement with core,new tap changer and new oil-Sapthakanya 1250kVA
RPSP0902 | Three winding replacement new tapchanger and new oil of Laksteel 2000kVA
RPTK0105 | Tanking of Transformer completely replacement-25/33-Uganda
RPTS0105 | Testing of Transformer completely replacement-25/33-Uganda
SGAC0002 | Cable Clamp 2"
SGAC0003 | Surge Diverter 50KA OBO
SGAC0004 | Fuse Base 400A
SGAC0005 | Fuse Link 63A
SGAC0006 | Fuse Link 400A
SGAC0007 | Fuse Link 250A
SGAC0009 | Rubber Beading EPDM
SGAC0010 | Rubber Beading DA/03
SGAC0011 | Feeder Pillar Name Plate
SGAC0013 | Rubber Gromat 38mm
SGAC0014 | Rubber Gromat 80mm
SGAC0015 | Square Hinges S/S
SGAC0019 | Door Lock SS (Wing Knob Quarter Turn)
SGAC0020 | Elden Lock Key
SGAC0022 | Cable Clamp 3"
SGAC0023 | Fuse Base 16A-160A
SGAC0024 | Ceramic Insulator
SGAC0027 | Feeder Piller Name Plates without "A"
SGAC0028 | Window Hook 5''
SGAC0030 | Rubber Grommet 45mm
SGII0005 | Current Transformer 1250A/5A
SGII0007 | Current Transformer 1600A/5A
SGII0008 | CT 0750/5A 5VA/0.5
SGII0009 | CT 1000/5A 5VA/0.5
SGII0010 | Ammeter 1000A
SGII0011 | Current Transformer 4000A/5A 10P10 15VA
SGOT0002 | Insulation Lug 1.5mm2
SGOT0003 | Insulation Lug 2.5mm2
SGOT0004 | Brass Butterfly Nut 8M
SGOT0005 | Bus Bar Insulator 50 mmx10 mm (Red)
SGOT0012 | Connector Bar 4mm
SGOT0013 | Door Stopper Rubber
SGOT0015 | Cable Cu/XLPE/PVC 95mm2
SGOT0017 | End Plate - Connector bar
SGOT0018 | Seperate Plate - Connector bar
SGOT0020 | Bus Bar Insulator 70mm x 12mm (Red)
SGOT0021 | Bus Bar Insulator 60mm x 12mm (Red)
SGOT0022 | Insulation Lug 2.5mm x 5.0
SGOT0023 | End Clamp
SGSB0003 | MCCB 1600A 4P 50kA
SGSB0007 | Vertical Fuse Switch 400A Sngle Pole
SPAO0004 | Bearing 2206 E
SPAO0007 | Finned Strip Heater SEF25 230V 1825W
SPAO0013 | Phase Failure Relay with Sequence
SPAO0020 | Thermocouple K Type 5Mtr Wire 6mm
SPAO0021 | Thermocouple K Type 2Mtr Wire
SPCC0003 | Piston Seal New CC UPH-80A
SPCC0005 | Coil Holding Unit Old CC
SPCC0013 | Filter Element New CC
SPCC0014 | Ultrasonic Sensor New CC
SPCC0025 | Terminal Module New CC
SPCC0035 | Belt Z 2000-8M (20MM) New CC
SPCC0036 | Belt Z T10-2630 (25MM) New CC
SPCC0037 | Belt Z 1896-8M (30MM) New CC
SPCC0038 | Belt Z T10-1780 (25MM) New CC
SPCC0039 | Belt Z T10-1080 (20MM) New CC
SPCC0040 | Bearing NU 208 ECP
SPCC0041 | Bearing Sleaver FAG H306
SPCC0056 | Inverter 08007436
SPCC0058 | Inverter 08009168
SPCC0059 | Incoming Unit 08003569 (6SE7031-2EP85-0AA0 6SE7031-2EP85-0AA0)
SPCC0070 | Digital Output Module SIMATIC S7-400, SM 422, 16 DO, 24V DC
SPCC0073 | Belt AT5 1920, (25mm)
SPCC0074 | Pneumatic Cylinder � 100 x 75
SPCC0094 | Pressure Roll K-3-074898
SPCC0102 | Insert / Stripper (1027136)
SPCC0106 | Synchronous Servo Motor - 1FK7064-7AF71-1GH3-Z N25 SIMOTICS S
SPCC0107 | Digital Input Module SIMATIC S7-400, SM 421, 32 DI, 24V DC
SPCC0108 | Digital Output Module SIMATIC S7-400, SM 422, 32 DO, 24V DC 0.5A
SPCC0110 | Set of carbide blades for V-notch (24235)
SPCC0111 | Punch & Die (02005227)
SPCC0112 | Einsatzst�ck (1052766)
SPCC0113 | Punch & Die (02002639)
SPCC0114 | Set of carbide blades for shear II (15315)
SPCC0115 | Set of carbide blades for shear I (15314)
SPCC0118 | TFT Panel (08008831)
SPCC0119 | SDL Panel Link (08008384)
SPCC0120 | Punch Holding Clamp 10mm
SPCC0121 | Teplon Gear Wheel
SPCC0122 | Sensor BI25-G47SR-VP4X2
SPCC0124 | Safety Limit Switch
SPCC0125 | Three Phase A.C Motor
SPCC0126 | Three Phase AC Motor
SPCC0127 | Axial Piston Pump
SPCC0128 | Filter Element
SPCC0129 | Hydraulic Hose
SPCC0130 | Hydraulic Hose
SPCC0131 | Belt - A57
SPCC0132 | Bearing SKF SNL 506-605
SPCC0133 | Lockating Ring FAG FRB 6/62
SPCC0134 | Seal Set - SKF TSN 506
SPCC0135 | Tubing - 8 x 5mm Blue
SPCC0136 | Tubing - 6 x 4mm Blue
SPCC0137 | Tubing - 10 x 6.5mm Blue
SPCC0138 | Tubing - 4 x 2.5mm Blue
SPCC0139 | Ball Bearing NTN 608-ZZ
SPCC0140 | Spur Gear Motor RX107 DRN160M4/TF
SPCC0141 | Spur Gear Motor R17 DRS71S4BE05/MM05/LN
SPCC0142 | Spur gear motor R17 DRS71S4BE05/MM05/LN
SPCC0143 | Spur gear motor R17DRS80S4/MM11, P=1.10kW
SPCC0144 | Clamping set
SPCC0145 | Gear belt
SPCC0146 | Spur gear motor R17DRS80S4/MM11
SPCC0147 | Conveyor belt, endless
SPCC0148 | Spur gear motor R17DRS80S4/MM11
SPCC0149 | Three-phase a.c. motor 1FT6086-8AC71-3TG0 1FT6086-8AC71-3TG0
SPCC0150 | Three-phase a.c. Motor 1FT6044-1AF71-3EG1 1FT6044-1AF71-3EG1
SPCC0151 | Three-phase servo motor 1FK7064-7AF71-1GH3-Z=N25
SPCC0152 | Main switch
SPCC0153 | Timer
SPCC0154 | Limit switch 6.087.367.005
SPCC0155 | Tandem potentiometer
SPCC0156 | Receptacle incl. coiled cord JSHK20S
SPCC0157 | Receptacle incl. coiled cord JSHK20S
SPCC0158 | Operating device
SPCC0159 | Safety limit switch
SPCC0160 | Contact breaker 5TE8111
SPCC0161 | Enabling switch JSHD4-2-AB
SPCC0162 | Receptacle incl. coiled cord JSHK20S
SPCC0163 | Control-power transformer
SPCC0164 | Connector
SPCC0165 | Actor cable
SPCC0166 | Actor cable SAC-3P-5,0-116/A-1L-Z
SPCC0167 | Power optocoupler
SPCC0168 | Connector cable 10m, Plug 90�
SPCC0169 | Sensor cable
SPCC0170 | Connector 10m, Plug 0�
SPCC0171 | Sensor cable - 011775015 DESINA PUR 2CF02-15M
SPCC0172 | Sensor cable - 011782015 DESINA PUR 2EQ10-15M
SPCC0173 | Sensor cable - 011775020 DESINA PUR 2CF02-20M
SPCC0174 | Sensor cable - 0117820 DESINA PUR 2EQ10-20M
SPCC0175 | Sensor cable - 0117825 DESINA PUR 2EQ10-25M
SPCC0176 | Motor line with brake core - 011620020 DESINA PUR 5DA01-20M
SPCC0177 | Motor line with brake core - 011620025 DESINA PUR 5DA01-25M
SPCC0178 | Motor line with brake core - DESINA PUR 5CA01-15M
SPCC0179 | Motor line with brake core - DESINA PUR 5CA31-15M
SPCC0180 | Motor line without brake core
SPCC0181 | Profibus interface module MFP21D
SPCC0182 | Akku-Modul 24V/ 30A, 7Ah
SPCC0183 | Siemens device 3TX 7002-1BB00
SPCC0184 | Bus connector
SPCC0185 | Bus connector plug
SPCC0186 | Bus connector
SPCC0187 | DC-USV-MODUL 24V/ 40A
SPCC0188 | Digital output module 6ES7422-1BL00-0AA0
SPCC0189 | Digital output module
SPCC0190 | Digital input module 6ES7421-1BL01-0AA0
SPCC0191 | Incoming unit
SPCC0192 | Electronic module
SPCC0193 | Electronic module
SPCC0194 | Geregelte Laststromversorgung 24V/ 40A
SPCC0195 | Digital potentiometer
SPCC0196 | Absolute encoder CH58M*4096/4096 V000
SPCC0197 | BIM-UNT-AP6X-03-PSG3S
SPCC0198 | Magnetic field initiator
SPCC0199 | Initiator Bi10-G30K-AP6X-H1141
SPCC0200 | Initiator Bi25-G47SR-VP4X2
SPCC0201 | Initiator BI2-G12K-AP6X-H1141
SPCC0202 | Initiator BI4-G12K-AP6X
SPCC0203 | Initiator Bi5-G18K-RP6X-H1141
SPCC0204 | Initiator BI5-G18K-AP6X-H1141
SPCC0205 | Sensor-Kabel, 4x0,25mm�, M8x1, 90�, 10m
SPCC0206 | Connector 10m, plug: 0�
SPCC0207 | Connector 10m, Plug 90�
SPCC0208 | Connector 10m, Plug 90�
SPCC0209 | Three-phase A.C motor
SPCC0210 | Master drive
SPCC0337 | End cap
SPCC0368 | Circular connector D16, u.
SPCC0369 | Circular connector D16, u.
SPCC0370 | Circular connector D16, u.
SPCC0371 | Pneumatic Jack
SPCC0372 | Strip Drive Wheel with Key
SPCC0373 | High Energy Lithium Battery for S7 400 - 3.6V
SPFM0009 | Filter Pack
SPFM0015 | Secondary Filter - YH-ZYD-100
SPFM0016 | Fine filter - YH-ZYD-100
SPFM0021 | Heater - YH-ZYD-100
SPFM0023 | Primary Filter - YH-ZYD-70
SPFM0024 | Secondary Filter - YH-ZYD-70
SPFM0025 | Fine Filter - YH-ZYD-70
SPGN0001 | Lifting Belt 3 Ton X 3 m
SPGN0002 | Lifting Belt 5 Ton X 5 m
SPGN0003 | Lifting Belt 1 Ton
SPGN0004 | Lifting Belt 2 Ton x 2 Mtr
SPGN0007 | Cobra Light 200W
SPGN0008 | Cordlash Tensioner CTT40
SPGN0010 | Rotating Continiuous Light & Buzzer - Red Colour
SPGN0011 | Rotating Continiuous Light & Buzzer - Yellow Colour
SPGN0012 | LED Flood Light 100W - Day Light
SPGN0014 | Emergancy Light - 18W
SPGN0015 | Plastic Cable Junction Box with Terminals (130W x 130H x 77D)
SPGN0016 | LED Drive - 18W
SPGN0017 | Tap - Metal
SPGN0018 | Bidet Shower - Metal
SPGN0019 | LED Tower Light Modular Signal with Folding Base
SPGN0020 | Rubber Strip Kit (Apron) for Flipper
SPGN0021 | Fork Lift Blad Cover L=1210mm & W=122mm
SPGS0004 | Mercury Lamp 250w
SPGS0007 | Plug top 5A
SPGS0010 | Laptop Battery Dell
SPGS0011 | Caster Wheels Heavy Duty 4'' - Rotatable
SPGS0013 | Cable 3 Core 7/0.53 1.5mm2
SPGS0018 | Plug base 15A
SPGS0019 | Plug Top 15A
SPGS0021 | Multi Plug Socket 13A
SPGS0022 | Multi Plug Socket 5A
SPGS0026 | Plug top 13A
SPGS0027 | Plug base 5A
SPGS0028 | Plug Base 13A Single Metal
SPGS0030 | Sunk Box -Single
SPGS0033 | Self Tapping Screw 6mm x 1.5''
SPGS0035 | Plug base 13A
SPGS0036 | Logitec Wireless Mouse
SPGS0037 | Laptop Battery - HP
SPGS0038 | CFL Bulb 20W (Pin Type)
SPGS0039 | CFL Bulb 20W ( Screw Type)
SPGS0040 | Wire Code 3 M
SPGS0042 | Plug Base 13A Double Metal
SPGS0043 | CFL Bulb 15W (Screw Type)
SPGS0046 | Hensel Box (IP 66) with Terminal (93W x 93H x 62D)
SPGS0049 | Caster Wheels Heavy Duty 4'' - Fixed
SPGS0050 | Online Double Conversion UPS - Techfine 1kVA
SPGS0051 | Sunk Box -Double
SPGS0052 | Sunk Box Metal -Double
SPGS0053 | Online Double Conversion UPS - Techfine 2kVA
SPGS0054 | Sunk Mount Panel Light - Warm White 18W
SPGS0055 | Sunk Mount Panel Light - Day Light 18W
SPGS0056 | Surface Mount Panel Light - Warm White 18W
SPGS0057 | Helite Packing Sheet without Wire 5ft x 5ft x 3mm
SPGS0058 | LapTop Key Board - Dell 5556
SPGS0059 | Wall Plug 6mm
SPGS0060 | Plastic Cable Casing - Square Type 1'' x 0.5''
SPGS0062 | 1 Gang Switch - Normal
SPGS0063 | 2 Gang Switch - Normal
SPGS0064 | 3 Gang Switch - Normal
SPGS0065 | 4 Gang Switch - Normal
SPGS0066 | 5 Gang Switch - Normal
SPGS0067 | MCCB, 250A, 3P, 25kA -Easypact Type
SPGS0068 | Shunt Trip 250A N/H
SPGS0069 | MCCB. 400A, 3P, 50kA - Easypact Type
SPGS0070 | EZ4SHT 200AC DC Shunt Trip
SPGS0071 | MCCB, 630A, 3P 50kA -Compact Type
SPGS0072 | Shunt Trip, 0-100A
SPGS0075 | MCB 10A/1P/6kA - Type C
SPGS0076 | MCB 40A/4P - Type C
SPGS0081 | RCCB 40A/30mA/4P
SPGS0082 | RCCB 40A/30mA/2P
SPGS0205 | Charging Valve (air)
SPGS0299 | 13A socket outlet
SPGS0327 | Bearing - 608ZZ
SPGS0421 | 6A/1P 6KA MCB TYPE C
SPGS0424 | Double sunk box
SPGS0425 | Single sunk box
SPGS0484 | 5 Core 2.5mm2 Cable
SPGS0495 | 3/4'' Wire Rope -20mm Thikness
SPGS0496 | 3/4'' Buldo Clip -Galvanized
SPGS0497 | 6 Ton D Shackle
SPGS0498 | 5 Ton D Shackle
SPGS0499 | 3/4'' Cable Eye -Timble
SPGS0500 | 3/4'' Jumper Steel
SPGS0501 | Interactive UPS - Techfine 1.2kVA
SPGS0502 | Wire Code 50 Mtr
SPGS0503 | Screw Type Bulb Holder
SPGS0531 | Role Plug 6mm
SPGS0532 | Role Plug 8mm
SPGS0533 | Screw 6mm
SPGS0534 | Screw 8mm
SPGS0535 | Sunk Mount Panel Light 2 x 2 Inch - Day Light 48W
SPGS0536 | LED Floor Mounted Lights -7W
SPGW0001 | Torch Gas Cutting
SPGW0004 | High Compressure Regulator - GOLDEN FUJI Malaysia
SPGW0005 | Argoshield Gas Regulators - Meter Type
SPGW0006 | Oxygen Gas Regulators
SPGW0007 | Acetylene Gas Regulators
SPGW0008 | Argon Gas Regulators
SPHW0012 | Beckhoff AC Servo Driver AX5118 (HV W/M) Tuboly
SPHW0013 | EtherCAT Coupler for E-bus Terminals (BECKOFF EK1100)
SPHW0016 | Heated Hose
SPHW0017 | EtherCAT Terminals - EL 1008
SPHW0018 | EtherCAT Terminals - EL 2008
SPHW0019 | EtherCAT Terminals - EL 3062
SPHW0020 | Pedal Operated Potentiometers
SPHW0021 | Foot Switch (F1-SU1 MI RG 10K2W )
SPHW0028 | Multi-stage Vacuum Generator - ZL112-K15LOU-DPL-Q
SPHW0029 | Vacuum Suction - ZPT10BN-A5
SPHW0030 | Knife for Perforating Unit
SPHW0031 | Hot Glue Nozzle - 296 drilled / 0.25mm
SPHW0032 | Illuminated Selector Switch - M22-WLK3-W
SPHW0034 | Illuminated Selector Switch - M22-WLKV-G
SPHW0035 | Illuminated Selector Switch - M22-WLKV-B
SPHW0036 | Switching Contact - M22-CK01 �ffner
SPHW0037 | Switching Contact - M22-CK10 schliesser
SPHW0038 | Emergency Stop Pushbutton - M22-PV
SPHW0039 | Illuminated Pushbutton - M22-DL-W-X1
SPHW0040 | Illuminated Pushbutton - M22-DL-W-X0
SPHW0041 | Illuminated Pushbutton -M22-DL-Y
SPHW0042 | Illuminated Pushbutton - M22-DL-B
SPHW0043 | Illuminated Pushbutton - M22-DL-W
SPHW0044 | Illuminated Pushbutton - M22-DL-G
SPHW0045 | LED-Element - M22-CLED-B
SPHW0046 | LED-Element - M22-CLED-G
SPHW0047 | LED-Element - M22-CLED-W
SPHW0048 | Potentiometer-module - M22-R10K
SPHW0050 | Time Relay - 80.41 0.240.0000 24-240 V DC/AC
SPHW0051 | Relay - 55.32.9.024.0040 24VDC
SPHW0054 | Sensor - IME12-04BPSZC0S
SPHW0055 | Sensor -IME08-02BPSZT0K
SPHW0056 | Sensor -IME12-04BPSZC0K
SPHW0057 | Sensor -MPS-032TSTPO 32mm (T-Nut)
SPHW0058 | Sensor - MPS-128TSTPO 128mm (T-Nut)
SPHW0059 | Sensor - MPS-160TSTPO 160mm (T-Nut)
SPHW0060 | Sensor - MZT7-03VPS-KP0
SPHW0061 | Encoder - DRS60-A4A05000
SPHW0062 | Power Supply Unit - CP-C 24/20A
SPHW0063 | Safety Switch i16-SA113
SPHW0064 | EtherCAT Terminals - EL 1002
SPHW0065 | Foot Pedal - P8-2-Z-P-X
SPHW0066 | EtherCAT Terminals - EL 1804
SPHW0067 | EtherCAT Terminals - EL 2004
SPHW0068 | EtherCAT Terminals - EL 9510
SPHW0069 | EtherCAT Terminals - EL 3061
SPHW0070 | EtherCAT Terminals - EL 9410
SPHW0071 | EtherCAT Terminals - EL 4002
SPHW0072 | EtherCAT Terminals - EL 5101
SPHW0073 | EtherCAT Terminals - EL 9010
SPHW0074 | EtherCAT Terminals - EL 9100
SPHW0075 | EtherCAT Terminals - EL 9185
SPHW0076 | Gas Spring - 539799 d8 19 x 250/100N
SPHW0077 | Gas Spring - 847522 d6, 15.6 x 20 F=200N
SPHW0078 | Timing Belt - HTD 750-5M-15
SPHW0081 | Gear Wheel
SPHW0083 | Encoder-DFS60B
SPHW0084 | 6 Digit Counter
SPHW0085 | T9.517830-1
SPHW0086 | Beckhoff AC Servo Driver AX5206 (HV W/M) Tuboly
SPHW0087 | Beckhoff AC Servo Driver AX5112 (HV W/M) Tuboly
SPHW0088 | Beckhoff AC Servo Driver AX5203 (HV W/M) Tuboly
SPHW0089 | Beckhoff AC Servo Driver AX5101 (HV W/M) Tuboly
SPHW0090 | Wall Mounted Cooling Unit 1500W, 230V 1-50Hz
SPHW0091 | Economy-Panel-PC / 32 Bit/ Windows 10/15'' Screen
SPHW0092 | Beckhoff AC Servo - AM3073-1M01-0000
SPHW0140 | Hot Melt Adhesive for Tuboly Winding Machines
SPHW0141 | Patch cable 0.26 m -ZK1090-9191-0002
SPHW0142 | Patch cable 0.50 m -ZK1090-9191-0005
SPHW0143 | Patch cable 2.00 m -ZK1090-9191-0020
SPHW0144 | Patch cable 10.00 m -ZK1090-9191-0100
SPHW0145 | Maintenance kit for hot glue extruder head
SPHW0146 | Guide carriage size 20 -R1665-814-20
SPHW0147 | Guide carriage size 20 -R1651-814-20
SPHW0148 | Holder
SPHW0149 | Rubber
SPHW0150 | Cylinder -CDQMB16-10
SPHW0151 | Cylinder -CD85N16-30-B
SPHW0152 | Clevis
SPHW0153 | Vacuum suction -ZPT10BN-A5
SPHW0154 | L-Connector -KQ2L06-M5
SPHW0155 | L-Connector -KQ2LF06-M5
SPHW0156 | Timing belt -HTD 750-5M-15
SPHW0157 | Gas spring -847522 d6, 15.6x20 F=200N
SPHW0158 | Gas spring -539799 d8 19x250 / 100N
SPHW0159 | Safety switch -i16-SA113
SPHW0160 | Sensor -IME08-02BPSZT0K
SPHW0161 | Sensor -MPS-160TSTPO 160mm (T-Nut)
SPHW0162 | Holder for cylinder sensor 20mm -BEF-KHZ-RT-20
SPHW0163 | Potentiometer for foot pedal -T129 10KOhm -> Neu T1491 / 5240046005
SPHW0164 | Power module - AX5911-0000-0000
SPHW0165 | AC-Servo Drive - AX5112-0000-0000
SPHW0166 | AC Servo Drive - AX5203-0000-0000
SPHW0167 | AC Servo Drive - AX5206-0000-0000
SPHW0168 | Beckhoff AC-Servo Drive - AX5101-0000-0000
SPHW0169 | Beckhoff AC-Servo Drive - AX5118-0000-0000
SPHW0170 | Input Module - Layer Insulation Winding Machine
SPHW0171 | Output Module - Layer Insulation Winding Machine
SPHW0172 | Analog Input - Layer Insulation Winding Machine
SPHW0173 | Analog Output - Layer Insulation Winding Machine
SPHW0174 | Encoder (AFM60E) - Layer Insulation Winding Machine
SPHW0175 | Encoder (DBS36E) - Layer Insulation Winding Machine
SPHW0176 | Frequency Converter (ATV340) - Layer Insulation Winding Machine
SPHW0177 | Frequency Converter (ATV320) - Layer Insulation Winding Machine
SPHW0178 | Servo Driver (LXM32AD12) - Layer Insulation Winding Machine
SPHW0179 | Servo Driver (LXM32AD72) - Layer Insulation Winding Machine
SPHW0180 | Button Switch - Layer Insulation Winding Machine
SPHW0181 | Potentiometer - Layer Insulation Winding Machine
SPHW0182 | Foot Switch - Layer Insulation Winding Machine
SPHW0183 | PLC (CPIE) - Horizontal Winding Machine
SPHW0184 | Frequency Converter (CIMR-0018) - Horizontal Winding Machine
SPHW0185 | Encoder (EC50A8) - Horizontal Winding Machine
SPHW0186 | Encoder (E6C2) - Horizontal Winding Machine
SPHW0187 | Potentiometer - Horizontal Winding Machine
SPHW0188 | Foot Switch - Horizontal Winding Machine
SPHW0189 | Guiding Wheel - Layer Insulation Winding Machine
SPHW0190 | Conductor Passing Roller - Layer Insulation Winding Machine
SPHW0191 | Ceramic Eyelet - Layer Insulation Winding Machine
SPHW0192 | Wire Roller - Layer Insulation Winding Machine
SPHW0193 | Square Shaft - Horizontal Winding Machine
SPHW0194 | Load Bearing Sleeve- Horizontal Winding Machine
SPHW0195 | Inductive Proximity Sensor - IME12- O4BPOZCOK
SPHW0211 | Hot Glue Unit -715.000.0012
SPHW0212 | Glue Head-408709
SPHW0213 | Cleaning Oil 10L- 409487
SPHW0214 | Safety Relay -409247
SPHW0215 | Beckhoff AC Servo- 600.620.1454
SPHW0216 | Motor - 600.618.1000
SPHW0217 | Motor - 406675
SPHW0218 | Valve - 710.413.5141
SPHW0219 | Beckhoff AC Servo SS5V2-KM0063
SPHW0220 | Shaft T9.502930-1
SPLW0003 | Pneumatic Joint Socket 10mm LAE Machine
SPLW0013 | Flow Control Valve
SPLW0014 | Bearing LAE Machine
SPLW0017 | Bearing LAE Machine
SPLW0022 | Wheel Series 63 Vulkollan150x40
SPLW0023 | Wheel Polyurethane 75 85x90
SPLW0024 | Inner Tube
SPLW0033 | GAUGE 0-10 DIAM.100 FL.3F
SPLW0034 | PRESETTER 24V 50HZ CM76 H1A2SW2101
SPLW0035 | TACHOMETER U410.010 A01 B
SPLW0036 | FLEXIBLE TRANSMISSION L=370 SHAFT �4 L=400
SPLW0037 | ANGULAR TRANSMISSION 66/3 R.1:1
SPLW0038 | ANGULAR GEAR 66/1 R.1:1
SPLW0039 | JOINT HELI-CAL WA 25-8-8
SPLW0040 | ROLLER BEARING NKI 45/35
SPLW0041 | ROLLER BEARING NKI 50/35
SPLW0042 | FORK PHOTOCELL 24VDC E3S-GS3-B4
SPLW0043 | SHAFT SUPPORT TYPE 92/TF/130
SPLW0044 | SUPPORT PROCESSING
SPLW0045 | AIR INLET VALVE FOR AIR SHAFT COD.41720
SPLW0046 | INNER TUBE COD.54110
SPLW0047 | LOWER BLADE FOR PNEUMATIC SHEAR
SPLW0048 | PAIR OF UPPER BLADES FOR PNEUMATIC SHEAR
SPLW0049 | PUMP "P" 1 to 4.3 PHC CMQ/TURN RIGHT+V+RO (HH17050011)
SPLW0050 | 24VDC SOLENOID G 4WE6 6X/EG24N9K4
SPLW0051 | SVE5 52100-0245 0 SOLENOID 24V 50/60Hz
SPLW0052 | SVE2 52100-0245 0 SOLENOID 24V 50/60Hz
SPLW0053 | SVE5 53260-0245 0 SOLENOID 24V 50/60Hz
SPLW0054 | CONNECTOR FOR SUPPRESSOR EV. B-542 09 TC 424
SPLW0055 | PRESSURE REGULATOR EAR111-F02-X102
SPLW0056 | PNEUMATIC REGULATOR VRF/4 1/4"
SPLW0057 | PRESSURE GAUGE DIAMETER 40 0-10 FL.ST
SPLW0058 | PRESSURE GAUGE DIAMETER 40 0-6 P. ABS
SPLW0059 | PRESSURE GAUGE DIAMETER 50 0-10 FL.ST
SPLW0060 | BREAK. FOT. Osiconcept PNP 0-15m XUB 0AP SNL2
SPLW0061 | SENSOR PNP 24V DC 1.2mm M8x33 XS1N08PA340
SPLW0062 | SWITCH PUSH BUTTON + WHEEL XCK-P102
SPLW0074 | Servomotor 0.84Nm (Standstill Torque)
SPLW0075 | Blade Set for LV Foil Winding Machine (3 Pcs/Set)
SPLW0076 | Motor Controller - HDC-400W
SPLW0094 | Copper sheet cutter (LV)
SPLW0109 | CPU Module (CJ2M) - Foil Winding Machine
SPLW0110 | Fuse Protector - Foil Winding Machine
SPLW0111 | Frequency Converter (CIMR-0058) - Foil Winding Machine
SPLW0112 | Frequency Converter (CIMR-0007) - Foil Winding Machine
SPLW0113 | Servo Drive & Motor (R88) - Foil Winding Machine
SPLW0114 | Servo Drive & Motor (IS) - Foil Winding Machine
SPLW0115 | Encoder (EC50A8) - Foil Winding Machine
SPLW0116 | Encoder (ECS50A6X) - Foil Winding Machine
SPLW0117 | Encoder (E6C3) - Foil Winding Machine
SPLW0118 | Encoder (EB50P8) - Foil Winding Machine
SPLW0119 | Potentio Meter (RV30YN) - Foil Winding Machine
SPLW0120 | Potentio Meter (3590S) - Foil Winding Machine
SPLW0121 | Foot Switch - Foil Winding Machine
SPLW0122 | Guide Rail - Foil Winding Machine
SPLW0123 | Welding Torch- Foil Winding Machine
SPLW0124 | Razor Blade- Foil Winding Machine
SPMW0005 | Gas regulater Kayser
SPMW0007 | Gas Diffuser- MB GRIP 24KD
SPMW0008 | Conical Nozzle- MB GRIP 24KD
SPMW0009 | Contact Tip 0.8 x 6 mm
SPMW0012 | Contact Tip Holder- MB GRIP 24KD
SPOC0014 | Bolt M12*50
SPPM0005 | Relay 8 Pin 110V
SPPM0006 | Limit Switch
SPPM0053 | Punching Tool 8 mm
SPPM0054 | Punching Tool 10 mm
SPPM0055 | Punching Tool 12 mm
SPPM0056 | Punching Tool 14 mm
SPPM0057 | Punching Tool 22 mm
SPPM0058 | Punching Tool 78 mm
SPPM0059 | 12mm Die for Punching Machine
SPPM0060 | 14mm Die for Punching Machine
SPPT0001 | Pressure Gauge +/- 0.1 bar AKM 48432-2
SPPT0002 | Quick Coupling Set � 1� (Male & Female)
SPPT0008 | 1'' Horse for Pressure Unit - 10Mtr
SPPT0010 | Quick Coupling LGH oven G3/8 inch (BSP)
SPSB0001 | Visor Guard Sheets (PC-26E)
SPSM0001 | Contactor Block LA1DN20
SPSM0013 | Grease Nipple 8mm -Bend
SPSW0003 | Welding Chuck M10 for DA2A/DA2
SPSW0004 | Welding Chuck M12 for DA2A/DA2
SPSW0005 | Welding Chuck M8 for DA2A/DA2
SPSW0013 | Ferrule Grip M8 for DA2A
SPSW0014 | Ferrule Grip M10 for DA2A
SPSW0015 | Ferrule Grip M12 for DA2A
SPSW0024 | Ferrule Grip M6 for DA2A
SPTL00006 | Deep Box Socket 24mm
SPTL0001 | Deep Box Socket 27mm
SPTL0002 | Deep Box Socket 16mm (ELORA)
SPTL0003 | Deep Box Socket 19mm
SPTL0004 | Deep Box Socket 32mm
SPTL0005 | Deep Box Socket 17mm
SPTL0007 | Deep Box Socket 18mm
SPTL0008 | Deep Box Socket 12mm
SPTL0010 | Deep Box Socket 13mm
SPTL0012 | Dies for Battery Crimping Tool 10 mm2
SPTL0013 | Dies for Battery Crimping Tool 25 mm2
SPTL0014 | Dies for Battery Crimping Tool 35 mm2
SPTL0015 | Dies for Battery Crimping Tool 50 mm2
SPTL0016 | Dies for Battery Crimping Tool 70 mm2
SPTL0017 | Dies for Battery Crimping Tool 95 mm2
SPTL0018 | Dies for Battery Crimping Tool 120 mm2
SPTL0019 | Dies for Battery Crimping Tool 240 mm2
SPTL0024 | Deep Box Socket 23mm
SPTL0026 | Drill Chuck
SPTL0033 | Deep Box Socket 30mm (ELORA)
SPTL0034 | Battery (Lithium Ion Volt Battery 18V)
SPTL0035 | Socket 1/2" x 17mm
SPTL0036 | Transducer - Desktop Tester 11.3 - 113 Nm
SPTL0037 | 18V AH Battery for Cyklop Strapping Tool
SPTL0038 | Blade Set IR4440 for Enamel Wire Stripper DCF1
SPTL0039 | Deep Box Socket 34mm
SPTL0040 | HV Board for 5kV Insulation Resistance Tester - MIT 525
SPTL0041 | Earth Tester Test Leads - DET4TCR2
SPTL0042 | Earth Tester Spikes - DET4TCR2
SPTL0043 | Spare Parts for Pneumatic Torque Wrench
SPTL0044 | Phase Asymmetry Relay (Phase Lose Sensor with Protection) for ERKO Lug Punching tool
SPTL0045 | Blade Set IR4460 for Enamel Wire Stripper DCF4
SPTM0001 | Die Nut M08x1.25
SPTM0002 | Die Nut M10
SPTM0006 | Die Set M12x1.75
SPTM0007 | Die Nut M6 x 1 mm
SPTM0008 | Hexagonal Die Nut M8
SPTM0009 | Hexagonal Die Nut M10
SPTM0011 | M10 Die with Handle
SPTS0001 | Integrated Circuit True RMS-to-DC Converter AD536AJHZ (Phenix)
SPTW0001 | Torch for Tig Welding
SPTW0003 | Turbo Torch (Proline)
SPTW0006 | TIG Electrodes 3.2 x 150mm for Aluminum -green Band
SPVB0005 | Carrier Rollers
SPVC0001 | Motor Cuppling (Rubber) A21071030
SPVC0011 | Hose Clip 1/2"
SPVC0016 | Bearing FAG 2206K/C3
SPVC0020 | Spares Kit Major E2M275S
SPVC0023 | Outlet Mist Filter MF300
SPVC0025 | Hose Clip 3/4"
SPVC0029 | Major Service Kit E2M275
SPVC0030 | Thermovac Transmitter
SPVC0031 | Synthetic Vacuum Pump Oil - 5Ltr Can
SPVC0042 | Cable Tie with Marker
SPVC0043 | Clean & Overhaul Kit E2M175/275
SPVC0044 | O Ring 055x03 FPM70 Viton/Black
SPVC0045 | O Ring 060x03 FPM70 Viton/Black
SPVC0046 | O Ring 018x05 FPM70 Viton/Black
SPVC0047 | O Ring 028x05 FPM70 Viton/Black
SPVC0048 | O Ring 030x05 FPM70 Viton/Black
SPVC0049 | O Ring 042x05 FPM70 Viton/Black
SPVC0050 | O Ring 055x05 FPM70 Viton/Black
SPVC0051 | O Ring 065x05 FPM70 Viton/Black
SPVC0052 | O Ring 080x05 FPM70 Viton/Black
SPVC0053 | O Ring 088x05 FPM70 Viton/Black
SPVC0054 | O Ring 125x05 FPM70 Viton/Black
SPVC0055 | O Ring 170x05 FPM70 Viton/Black
SPVC0056 | O Ring 230x05 FPM70 Viton/Black
SPVC0057 | O Ring 280x05 FPM70 Viton/Black
SPVC0058 | O Ring 515x05 FPM70 Vulcanized Viton/Black
SPVC0059 | O Ring 012x02 FPM70 Viton/Black
SPVC0060 | O Ring 015x02 FPM70 Viton/Black
SPVC0061 | O Ring 022x02 FPM70 Viton/Black
SPVC0062 | O Ring 026x02 FPM70 Viton/Black
SPVC0063 | O Ring 010x02.5 FPM70 Viton/Black
SPVC0064 | O Ring 015x02.5 FPM70 Viton/Black
SPVC0065 | O Ring 018x02.5 FPM70 Viton/Black
SPVC0066 | O Ring 028x02.5 FPM70 Viton/Black
SPVC0067 | O Ring 017x03 FPM70 Viton/Black
SPVC0068 | O Ring 028x03 FPM70 Viton/Black
SPVC0069 | O Ring 034x03 FPM70 Viton/Black
SPVC0070 | O Ring 040x03 FPM70 Viton/Black
SPVC0071 | O Ring 045x03 FPM70 Viton/Black
SPVC0072 | O Ring 050x03 FPM70 Viton/Black
SPVC0073 | O Ring 044x03 FPM70 Viton/Black
SPVC0074 | Compression Glass Leadthrough for PT100
SPVC0075 | Shaft Sleeve od45/id35x65long, 100Cr6
SPVC0076 | Shaft Seal Ring 45x65x8, BA UM X7 75FKM/585
SPVC0077 | O-ring 65x3, viton
SPVC0078 | Resistance Thermometer
SPVC0079 | Sealing Ring with link for lamp HL 200 H
SPVC0080 | Float solenoid switch, angle-type, type ERV 3/8-W80VU-L120/12-V44A-1
SPVC0081 | Gear ring, Shore-A-hardeness 92, natural-coloured for type 19
SPVC0082 | Gear ring, Shore-A hardness 92, natural-coloured for type 38
SPVC0083 | Halogen incandescent lamps 24V 100W plug-in socket GY6.35
SPVC0084 | Flexible bellows with KF DN50, of stainless steel,
SPVC0085 | O-ring 026x02,5 FPM70 viton/black
SPVC0086 | O-ring 013x02 FPM70 viton/black
SPVC0087 | 2/2 way valve DN12, G1/2 24V DC, 16W
SPVC0088 | Pressure resistant circular sight glass pane Maxos d250x25, borosilicate glass
SPVC0089 | 2/2-way coaxial valve electromagnetic directly operated, model FK 20 NC St
SPVC0090 | Set of seals for 2/2-way coaxial valve model FK 20 NC St, 0-16 bar
SPVC0091 | Amerglass 19,8x1,524 M
SPVC0092 | Resistance Thermometer
SPVC0093 | SVS-service plug -quadratic
SPVC0094 | KSR float solenoid switch type ARV 1,5 VO-L115/12-V44A
SPVC0095 | Solenoid 24V / DC, 7W without socket
SPVC0096 | 5/2-way valve DN6, G1/4
SPVC0097 | 5/2 way solenoid valve DN6, G1/4, master gauge for holes acc. to NAMUR
SPVC0098 | Shaft seal ring 45x65x8/6 BABF DRR X37, 75FKM/595
SPVC0099 | Pneumatic drive for ball valve type FP3 - DN15 or DN20
SPVC0100 | Set of seals for welding- and socket -ball valve DN15PN63, type FP3-5043TS vacuum
SPVC0101 | Double proximity switch for 10-36V DC
SPVC0102 | Ball for ball valve DN15, type FP3-5043-015
SPVC0103 | Actuator pneumatic, double acting AIR TORQUE, type DR 30 "A" design
SPVC0104 | Actuator pneumatic, double acting AIR TORQUE, type DR 100, "A" design
SPVC0105 | Vibration limit switch for liquids for use as overflow or dry running protection
SPVC0106 | Set of seals for ball valve DN40/DN50 type DG166..... 040/050, full passage
SPVC0107 | Vibration limit switch for liquids type VEGASWING 63
SPVC0108 | Pressure limit valve SPVF 25 C2F 1 A 02 - S35 pressure range: 0,5 - 2,5 bar
SPVC0109 | Cable socket M12, 4 poles, without LED angulate, PVC-cable, 10m lg.
SPVC0110 | Actuator pneumatic, double acting AIR TORQUE, type DR 60, "A" design
SPVC0111 | 2/2-way coaxial valve type MK 10 NC
SPVC0112 | 2/2-way seated valve for pressure testing Equipment
SPVC0113 | Float solenoid switch, stainless steel 1.4571 type ERV 3/8-W80VOS-L300/12-V44A-5,0�lf
SPVC0114 | Indoor resistance thermometer Pt100/0 with connection cable
SPVC0116 | Groove ball
SPVC0117 | Mechanical seal GNZ 53.49/16
SPVC0118 | Actuator pneumatic, double acting AIR TORQUE, type DR 220, "A" design,
SPVC0119 | Varistor 24-48V AC / 24-70V DC
SPVC0120 | Inductive safety sensor, type GF711S M12x1, electr. design DC PNP
SPVC0121 | LED element, type M22-LED-W, white botton attachment, RMQ-Titan
SPVC0122 | Contactor 24V DC, construction size 00 / 4kW / 1S
SPVC0123 | Motor protective switch 7 - 10A, construction size S00
SPVC0124 | O-ring 120x05 FPM70 viton/black
SPVC0125 | Coupling G3/4", series 667, DN14 material brass nickel-plated, sealing FPM
SPVC0126 | Nipple G3/4", series 667, DN14 material brass nickel-plated, sealing FPM
SPVC0127 | Ring-shaped corrugated hose line DN20/PN40 1.4404, NL 2000, type RS 331L12
SPVC0128 | Coupling G3/4", series 667, DN14 material brass nickel-plated, sealing FPM
SPVC0129 | Thermovac combination transmitter type TTR 101N, display range: 5x10-5 - 1500 mbar, MEMS Pirani
SPVC0130 | Coupling G1/2", series 567, DN9 material brass nickel-plated, sealing FPM
SPVC0131 | Nipple G1/2", series 567, DN9 material brass nickel-plated, sealing FPM
SPVC0132 | Inductive safety sensor, type GG851S M18x1, electr. design DC PNP
SPVC0134 | Set of seals for proportional pressure reducing valve, viton
SPVC0135 | Set of seals complete for ball valve DN50
SPVC0136 | 5/2 way solenoid valve G1/4, 24V/DC, NAMUR, IP65
SPVC0137 | Set of seals complete for ball valve DN32
SPVC0138 | Set of seals complete for ball valve DN80
SPVC0139 | Set of seals for high efficiency butterfly valve DN50
SPVC0140 | Set of seals for high efficiency butterfly valve DN100
SPVC0141 | Set of seals for high efficiency butterfly valve DN200
SPVC0142 | Pressure limit valve SPV 10 C1G 1 A 07 - S35 pressure range 0,5 - 7 bar
SPVC0143 | Electronic insert VEGASWING 60, suitable for VEGASWING 61 + 63
SPVC0144 | SIMATIC ET 200SP base unit
SPVC0145 | SIMATIC ET 200SP signal relay module changer
SPVC0146 | SIMATIC ET200SP electronic module
SPVC0147 | SIMATIC ET200SP electronic module
SPVC0148 | SIMATIC ET 200SP electronic module
SPVC0149 | Pressure spring 14,2x02,1x83,0-steel for pressure setting from 0,5 up to 2,5 bar
SPVC0150 | Pressure spring 8,5x01,5x75,0 -steel for pressure setting from 0,5 up 7 bar
SPVC0151 | Thermovac transmitter TTR 91 N, DN16KF measuring range: 5x 10-5 to 1000 mbar
SPVC0152 | Bearing bushing CEHA 120x
SPVC0153 | PC-System Intel i3-6100
SPVC0154 | Radial seal ring
SPVC0155 | High-pressure hose DN20 according to DIN20021 model 2TE
SPVC0156 | Filter element, type 0110 D 005 BN4HC/-V
SPVC0157 | Filter bag
SPVC0158 | Ball for ball valve DN50, 1.4408
SPVC0159 | Contactor 24V DC 4kW, 2NO+2NC
SPVC0160 | Contactor 24V DC, construction size S00 / 4kW / 2NC + 2NO
SPVC0161 | Measuring transducer for process pressure with metal sensor, type VEGABAR 14
SPVC0162 | Measuring transducer for process pressure with metal sensor, type VEGABAR 14
SPVC0163 | pr
SPVC0164 | Seal kit DN025 1" for ball valve Series 71, PTFE-graphit
SPVC0165 | Vacuum Pump Oil (SHELL) S2R 100 -20Ltr Can
SPVC0166 | Vacum Pump Vein
SPVC0167 | Connection Pipe DIN 42551 F 22/31 for Drain Valves NW22 & NW31
SPVC0168 | Nipple G3/4'' Series 667,DN14
SPVC0169 | Coupling G3/4'' Series 667,DN14
SPVC0170 | Connection Pipe F22/31 DIN 42551
SPVC0171 | Reduction H 22/1'' DIN 42551
SPVC0172 | 3/8" Valve for Connection Pipe DIN 42551 F 22/31 (for Drain Valves NW22 & NW31)
SPVC0181 | Connection Pipe F31/40 DIN 42551
SSCB0001 | Busbar Chamber 100A
SSCB0002 | Busbar Chamber 200A
SSCB0003 | Busbar Chamber 400A
SSCB0004 | Busbar Chamber 600A
SSCB0005 | Busbar Chamber 800A
SSCB0006 | Busbar Chamber 1000A
SSCB0007 | Busbar Chamber 1250A
SSCB0008 | Busbar Chamber 1600A
SSCB0016 | Feeder Pillar-6 Way
SSCB0017 | Feeder Pillar-8 Way
SSCB0018 | Mini Feeder Pillar-8 way with Fuse
SSCB0019 | Mini Feeder Pillar-8 Way without fuse
SSCB0020 | Busbar Chamber 100A (Special)
SSCB0021 | Busbar Chamber 200A (Special)
STAI0001 | Angel Iron 40 x 40 x 6 mm
STAI0002 | Angel Iron 50 x 50 x 6mm
STAI0003 | Angel Iron 75 x 75 x 6mm
STAI0004 | Angel Iron 75 x 75 x 10mm
STAI0006 | Angel Iron 125 x 75 x 6mm
STAI0008 | Angel Iron 80x80x6mm 5.8Mtr
STAI0010 | Angel Iron 150 x 90 x 12mm
STAI0011 | Angel Iron 38 x 38 x 4mm
STAI0012 | Angel Iron 38 x 38 x 6mm
STAI0013 | Angel Iron 125 x 75 x 9 mm
STAI0015 | Angel Iron 25 x 25 x 3mm
STAI0017 | Angel Iron 125 x 75 x 8 mm
STAL0001 | Aliminium Sheet 8 x 4 x 1 mm
STBC0001 | Steel Bottom Channels for 5/33
STBC0002 | Steel Bottom Channels for 5/11
STBC0046 | Steel Bottom Channels for 5MVA/33/11kV
STBC0093 | Steel Bottom Channels for 950/33/1000
STBC0382 | Steel Bottom Channels for 2000/3.3/415 CT2035
STBC0550 | Steel Bottom Channels for 800A 30s 33kV Standard ET
STBC0567 | Steel Bottom Channels for 400A 10s 15kV CT1975(A)
STBC0568 | Steel Bottom Channels for 260A 10s 15kV CT1975(B)
STBC0569 | Steel Bottom Channels for 2000/33/415 CT2006
STBC0572 | Steel Bottom Channels for 2000/33/400 CT2007
STBC0574 | Steel Bottom Channels for 1600/33/415 CT2009
STBC0577 | Steel Bottom Channels for 1250/33/400 CT2015
STBC0578 | Steel Bottom Channels for 3500kVA CT2017
STBC0594 | Steel Bottom Channels for 1000/33/400 EU Loss Design
STBC0594-R1 | Steel Bottom Channels for 1000/33/400 EU Loss Design
STBC0595 | Steel Bottom Channels for 1250/33/400 EU Loss Design
STBC0596 | Steel Bottom Channels for 1600/33/400 EU Loss Design
STBC0597 | Steel Bottom Channels for 2000/33/400 EU Loss Design
STBC0598 | Steel Bottom Channels for 2500/33/400 EU Loss Design
STBC0600 | Steel Bottom Channels for 1000/33/415 EU Loss Design
STBC0600-R1 | Steel Bottom Channels for 1000/33/415 EU Loss Design
STBC0601 | Steel Bottom Channels for 1250/33/415 EU Loss Design
STBC0602 | Steel Bottom Channels for 1600/33/415 EU Loss Design
STBC0603 | Steel Bottom Channels for 2000/33/415 EU Loss Design
STBC0603-R1 | Steel Bottom Channels for 2000/33/415 EU Loss Design
STBC0604 | Steel Bottom Channels for 2500/33/415 EU Loss Design
STBC0604-R2 | Steel Bottom Channels for 2500/33/415 EU Loss Design
STBC0605 | Steel Bottom Channels for 3150/33/415 EU Loss Design
STBC0610 | Steel Bottom Channels for 2500/33/690 EU Loss Design
STBC0612 | Steel Bottom Channels for 1000/33/800 EU Loss Design
STBC0620 | Steel Bottom Channels for 75/33/400 for CT2020
STBC0623 | Steel Bottom Channels for 1250/33/400 & 800 RD2006
STBC0679 | Steel Bottom Channels for 1600/11/400 Ynd11 I/D CT2099
STBC0680 | Steel Bottom Channels for 1500/11/400 EU Loss Design
STBC0685 | Steel Bottom Channels for 2000/3.3/440 CT2057
STBC0717 | Steel Bottom Channels for 1000/33/400 EU Loss Design - AL Winding
STBC0718 | Steel Bottom Channels for 1250/33/400 EU Loss Design - AL Winding
STBC0720 | Steel Bottom Channels for 2000/33/400 EU Loss Design - AL Winding
STBC0735 | Steel Bottom Channels for 1000/33/690EU Loss Design - AL Winding
STBC0736 | Steel Bottom Channels for 1250/33/690 EU Loss Design - AL Winding
STBC0736-R1 | Steel Bottom Channels for 1250/33/690 EU Loss Design - AL Winding
STBC0742 | Steel Bottom Channels for 1250/33/800 EU Loss Design - AL Winding
STBC0816 | Steel Bottom Channels for 2000/11/415 EU Loss Design
STBC0884 | Steel Bottom Channels for 3150/33/3300 EU Loss Design
STBC0888 | Steel Bottom Channels for 2000/33/6300 EU Loss Design
STBC0890 | Steel Bottom Channels for 3150/33/6300 EU Loss Design
STBC1107 | Steel Bottom Channels for 1600/11/400 EU Loss Design
STBC1131 | Steel Bottom Channels for 4000/33/690 EU Loss Design
STBC1133 | Steel Bottom Channels for 1250/33/415 EU Loss Design
STBS0001 | BS Rod 8 mm x 5.8 Mtr
STBS0002 | BS Rod 10mm
STBS0005 | BS Pipe 1''
STCB0001 | Transformer Standard O/D 100/33/415
STCB0002 | Transformer Standard O/D 160/33/415
STCB0003 | Transformer Standard O/D 250/33/415
STCB0004 | Transformer Standard O/D 400/33/415
STCB0005 | Transformer Standard O/D 630/33/415
STCB0006 | Transformer Standard O/D 800/33/415
STCB0007 | Transformer Standard O/D 1000/33/415
STCB0008 | Transformer Standard O/D 100/11/415
STCB0009 | Transformer Standard O/D 160/11/415
STCB0010 | Transformer Standard O/D 250/11/415
STCB0011 | Transformer Standard O/D 400/11/415
STCB0012 | Transformer Standard O/D 630/11/415
STCB0013 | Transformer Standard O/D 800/11/415
STCB0014 | Transformer Standard O/D 1000/11/415
STCB0015 | Transformer Standard I/D 100/11/415
STCB0016 | Transformer Standard I/D 160/11/415
STCB0017 | Transformer Standard I/D 250/11/415
STCB0018 | Transformer Standard I/D 400/11/415
STCB0019 | Transformer Standard I/D 630/11/415
STCB0020 | Transformer Standard I/D 800/11/415
STCB0021 | Transformer Standard I/D 1000/11/415
STCB0046 | Transformer 5MVA/33/11
STCB0134 | 2000kVA 33kV 11kV Power Transformer
STCB0201 | 5kVA 33kV 240V Single Phase Transformer
STCB0202 | 5kVA 11kV 240V Single Phase ONAN Outdoor Transformer
STCB0580 | 100kVA 11kV 415V Outdoor Transformer STD PH2
STCB0581 | 160kVA 11kV 415V Outdoor Transformer STD PH2
STCB0582 | 250kVA 11kV 415V Outdoor Transformer STD PH2
STCB0583 | 400kVA 11kV 415V Outdoor Transformer STD PH2
STCB0584 | 630kVA 11kV 415V Outdoor Transformer STD PH2
STCB0586 | 1000kVA 11kV 415V Outdoor Transformer STD PH2
STCB0588 | 160kVA 11kV 415V Indoor Transformer STD PH2
STCB0589 | 250kVA 11kV 415V Indoor Transformer STD PH2
STCB0590 | 400kVA 11kV 415V Indoor Transformer STD PH2
STCB0591 | 630kVA 11kV 415V Indoor Transformer STD PH2
STCB0593 | 1000kVA 11kV 415V Indoor Transformer STD PH2
STCH0003 | Steel Channels for 630/11/415 with Non Moving Foil
STCH0034 | Steel Channels for 100/33/415 New Design Ph1
STCH0056 | Steel Channels for 250/33/415 New Design Ph1
STCH0134 | Steel Channels for 2000/33/11
STCH0242 | Steel Channels for 800/33/400
STCH0452 | Steel Channels for 1000/11/400
STCH0508 | Steel Channels for 160/33/415 New Design Ph1
STCH0509 | Steel Channels for 400/33/415 New Design Ph1
STCH0510 | Steel Channels for 630/33/415 New Design Ph1
STCH0511 | Steel Channels for 800/33/415 New Design Ph1
STCH0512 | Steel Channels for 1000/33/415 New Design Ph1
STCH0531 | Steel Channels for 100/33/415 New Design Ph2
STCH0532 | Steel Channels for 160/33/415 New Design Ph2
STCH0533 | Steel Channels for 250/33/415 New Design Ph2
STCH0534 | Steel Channels for 400/33/415 New Design Ph2
STCH0535 | Steel Channels for 630/33/415 New Design Ph2
STCH0536 | Steel Channels for 800/33/415 New Design Ph2
STCH0537 | Steel Channels for 1000/33/415 New Design Ph2
STCH0580 | Steel Channels for 100/11/415 New Design Ph2
STCH0581 | Steel Channels for 160/11/415 New Design Ph2
STCH0582 | Steel Channels for 250/11/415 New Design Ph2
STCH0583 | Steel Channels for 400/11/415 New Design Ph2
STCH0584 | Steel Channels for 630/11/415 New Design Ph2
STCH0585 | Steel Channels for 800/11/415 New Design Ph2
STCH0586 | Steel Channels for 1000/11/415 New Design Ph2
STCH0620 | Steel Channels for 75/33/400 for CT2020
STCH0621 | Steel Channels for 200/11/415 CT2031
STCH0687 | Steel Channels for 160/33/415 RD2009
STCH1062 | Steel Channels for 400/33/400 EU Loss Design
STCH1066 | Steel Channels for 160/33/415 EU Loss Design
STCH1068 | Steel Channels for 400/33/415 EU Loss Design
STCH1070 | Steel Channels for 1800/33/415 EU Loss Design
STCH1137 | Steel Channels for 630/33/433
STCI0001 | C Iron 150 x 75 x 6 mm
STCI0002 | C Iron 100 x 50 x 6 mm
STCI0003 | C Iron 76 x 38 x 6mm
STCI0004 | C Iron 75 x 40 x 6mm
STCI0006 | C Iron 200 x 75 x 8mm
STCI0007 | C Iron 300 x 90 x 9 mm
STCI0008 | C Iron 250 x 75 x 9mm
STCI0009 | C Iron 210 x 90 x 9mm
STCI0010 | C Iron 200 x 75 x 6mm
STEX0063 | 200kVA 33/0.4kV Transformer
STEX0131 | 50kVA 33kV/433V 3 Phase distribution transformer
STEX0272 | 100kVA 11kV/400V, Mineral Oil-Filled, Sealed type, Pole Mounted Transformer
STEX0274 | 200kVA 11kV 433V 3� 50Hz ONAN Outdoor Transformer
STEX0275 | 5kVA 33kV 240V Single Phase Transformer
STEX0501 | 50kVA 33kV/0.433kV Outdoor Transformer for REA Uganda
STEX0502 | 100kVA 33kV/0.433kV Outdoor Transformer for REA Uganda
STEX0503 | 200kVA 33kV/0.433kV Outdoor Transformer for REA Uganda
STEX0504 | 500kVA 33kV/0.433kV Outdoor Transformer for REA Uganda
STEX0567 | 400 A, 10 Sec, 15kV Earthing Transformer to EEP
STEX0568 | 260 A, 10 Sec, 33kV Earthing Transformer to EEP
STEX0573 | Set of Spare Parts for Earthing Transformers to EEP
STEX0620 | 75kVA 33/0.4kV three phase distribution transformer
STFI0001 | Flat Iron 50 x 6mm
STFI0002 | Flat Iron 50 x 10mm
STFI0003 | Flat Iron 75 x 6mm
STFI0004 | Flat Iron 75 x 10 mm
STFI0005 | Flat Iron 75 x 20 mm
STFI0006 | Flat Iron 100 x 20 x 5.8Mtr
STFI0007 | Flat Iron 75x10 5.8Mtr
STFI0008 | Flat Iron 30 x 6mm
STFI0009 | Flat Iron 100x6mm x 5.8Mtr
STFI0010 | Flat Iron SS 38x6mm x6Mtr
STFI0013 | Flat Iron 100 x 10 mm
STFI0016 | Flat Iron 25 x 5mm x 5.8 m
STFI0017 | Flat Iron 40 x 6mm
STFI0018 | Flat Iron 25 x 3.5mm x 3.5Mtr
STFI0020 | Flat Iron 65 x 10mm
STFI0021 | Flat Iron 50 x 8mm
STFI0022 | Flat Iron 40 x 10mm
STFT0001 | Steel Foot for 5/33
STFT0002 | Steel Foot for 5/11
STFT0003 | Steel Foot for 630/11/415 with Non Moving Foil
STFT0034 | Steel Foot for 100/33/415 New Design Ph1
STFT0046 | Steel Foot for 5MVA/33/11kV
STFT0056 | Steel Foot for 250/33/415 New Design Ph1
STFT0093 | Steel Foot for 950/33/1000
STFT0121 | Steel Foot for 50/33/415 CT2026
STFT0134 | Steel Foot for 2000/33/11
STFT0242 | Steel Foot for 800/33/400
STFT0382 | Steel Foot for 2000/3.3/415 CT2035
STFT0452 | Steel Foot for 1000/11/40
STFT0508 | Steel Foot for 160/33/415 New Design Ph1
STFT0509 | Steel Foot for 400/33/415 New Design Ph1
STFT0510 | Steel Foot for 630/33/415 New Design Ph1
STFT0511 | Steel Foot for 800/33/415 New Design Ph1
STFT0512 | Steel Foot for 1000/33/415 New Design Ph1
STFT0531 | Steel Foot for 100/33/415 New Design Ph2
STFT0532 | Steel Foot for 160/33/415 New Design Ph2
STFT0533 | Steel Foot for 250/33/415 New Design Ph2
STFT0534 | Steel Foot for 400/33/415 New Design Ph2
STFT0535 | Steel Foot for 630/33/415 New Design Ph2
STFT0536 | Steel Foot for 800/33/415 New Design Ph2
STFT0537 | Steel Foot for 1000/33/415 New Design Ph2
STFT0550 | Steel Foot for 800A 30s 33kV Standard ET
STFT0551 | Steel Foot for 160/33/400 Standard AT
STFT0567 | Steel Foot for 400A 10s 15kV CT1975(A)
STFT0568 | Steel Foot for 260A 10s 15kV CT1975(B)
STFT0569 | Steel Foot for 2000/33/415 CT2006
STFT0572 | Steel Foot for 2000/33/400 CT2007
STFT0574 | Steel Foot for 1600/33/415 CT2009
STFT0577 | Steel Foot for 1250/33/400 CT2015
STFT0578 | Steel Foot for 3500kVA CT2017
STFT0580 | Steel Foot for 100/11/415 New Design Ph2
STFT0581 | Steel Foot for 160/11/415 New Design Ph2
STFT0582 | Steel Foot for 250/11/415 New Design Ph2
STFT0583 | Steel Foot for 400/11/415 New Design Ph2
STFT0584 | Steel Foot for 630/11/415 New Design Ph2
STFT0585 | Steel Foot for 800/11/415 New Design Ph2
STFT0586 | Steel Foot for 1000/11/415 New Design Ph2
STFT0594 | Steel Foot for 1000/33/400 EU Loss Design
STFT0594-R1 | Steel Foot for 1000/33/400 EU Loss Design
STFT0595 | Steel Foot for 1250/33/400 EU Loss Design
STFT0596 | Steel Foot for 1600/33/400 EU Loss Design
STFT0597 | Steel Foot for 2000/33/400 EU Loss Design
STFT0598 | Steel Foot for 2500/33/400 EU Loss Design
STFT0600 | Steel Foot for 1000/33/415 EU Loss Design
STFT0601 | Steel Foot for 1250/33/415 EU Loss Design
STFT0602 | Steel Foot for 1600/33/415 EU Loss Design
STFT0603 | Steel Foot for 2000/33/415 EU Loss Design
STFT0603-R1 | Steel Foot for 2000/33/415 EU Loss Design
STFT0604 | Steel Foot for 2500/33/415 EU Loss Design
STFT0604-R1 | Steel Foot for 2500/33/415 EU Loss Design
STFT0605 | Steel Foot for 3150/33/415 EU Loss Design
STFT0610 | Steel Foot for 2500/33/690 EU Loss Design
STFT0612 | Steel Foot for 1000/33/800 EU Loss Design
STFT0620 | Steel Foot for 75/33/400 for CT2020
STFT0621 | Steel Foot for 200/11/415 CT2031
STFT0623 | Steel Foot for 1250/33/400 & 800 RD2006
STFT0679 | Steel Foot for 1600/11/400 Ynd11 I/D CT2099
STFT0680 | Steel Foot for 1500/11/400 EU Loss Design
STFT0685 | Steel Foot for 2000/3.3/440 CT2057
STFT0687 | Steel Foot for 160/33/415 RD2009
STFT0694 | Steel Foot Set for 10/33/64 Special
STFT0717 | Steel Foot for 1000/33/400 EU Loss Design - AL Winding
STFT0718 | Steel Foot for 1250/33/400 EU Loss Design - AL Winding
STFT0720 | Steel Foot for 2000/33/400 EU Loss Design - AL Winding
STFT0735 | Steel Foot for 1000/33/690 EU Loss Design - AL Winding
STFT0736 | Steel Foot for 1250/33/690 EU Loss Design - AL Winding
STFT0742 | Steel Foot for 1250/33/800 EU Loss Design - AL Winding
STFT0816 | Steel Foot for 2000/11/415 EU Loss Design
STFT0884 | Steel Foot for 3150/33/3300 EU Loss Design
STFT0888 | Steel Foot for 2000/33/6300 EU Loss Design
STFT0890 | Steel Foot for 3150/33/6300 EU Loss Design
STFT1066 | Steel Foot for 160/33/415 EU Loss Design
STFT1068 | Steel Foot for 400/33/415 EU Loss Design
STFT1107 | Steel Foot for 1600/11/400 TF EU Loss Design
STFT1131 | Steel Foot for 4000/33/690 EU Loss Design
STFT1133 | Steel Foot for 1250/33/415 EU Loss Design
STFT1137 | Steel Foot for 630/33/433
STGS0001 | GI Sheets 8 x 4 x 2 mm
STHI0001 | H Iron 152 x 152 x 10 mm
STLT0001 | Steel Lifting Traverse for 5/33
STLT0002 | Steel Lifting Traverse for 5/11
STLT0046 | Steel Lifting Traverse for 5MVA/33/11kV
STLT0093 | Steel Lifting Traverse for 950/33/1000
STLT0121 | Steel Lifting Traverse for 50/33/415 CT2026
STLT0134 | Steel Lifting Traverse for 2000/33/11
STLT0382 | Steel Lifting Traverse for 2000/3.3/415 CT2035
STLT0550 | Steel Lifting Traverse for 800A 30s 33kV Standard ET
STLT0551 | Steel Lifting Traverse for 160/33/400 Standard AT
STLT0567 | Steel Lifting Traverse for 400A 10s 15kV CT1975(A)
STLT0568 | Steel Lifting Traverse for 260A 10s 15kV CT1975(B)
STLT0569 | Steel Lifting Traverse for 2000/33/415 CT2006
STLT0572 | Steel Lifting Traverse for 2000/33/400 CT2007
STLT0574 | Steel Lifting Traverse for 1600/33/415 CT2009
STLT0577 | Steel Lifting Traverse for 1250/33/400 CT2015
STLT0578 | Steel Lifting Traverse for 3500kVA CT2017
STLT0594 | Steel Lifting Traverse for 1000/33/400 EU Loss Design
STLT0594-R2 | Steel Lifting Traverse for 1000/33/400 EU Loss Design
STLT0595 | Steel Lifting Traverse for 1250/33/400 EU Loss Design
STLT0596 | Steel Lifting Traverse for 1600/33/400 EU Loss Design
STLT0597 | Steel Lifting Traverse for 2000/33/400 EU Loss Design
STLT0598 | Steel Lifting Traverse for 2500/33/400 EU Loss Design
STLT0600 | Steel Lifting Traverse for 1000/33/415 EU Loss Design
STLT0601 | Steel Lifting Traverse for 1250/33/415 EU Loss Design
STLT0602 | Steel Lifting Traverse for 1600/33/415 EU Loss Design
STLT0603 | Steel Lifting Traverse for 2000/33/415 EU Loss Design
STLT0603-R1 | Steel Lifting Traverse for 2000/33/415 EU Loss Design
STLT0604 | Steel Lifting Traverse for 2500/33/415 EU Loss Design
STLT0604-R3 | Steel Lifting Traverse for 2500/33/415 EU Loss Design
STLT0605 | Steel Lifting Traverse for 3150/33/415 EU Loss Design
STLT0610 | Steel Lifting Traverse for 2500/33/690 EU Loss Design
STLT0612 | Steel Lifting Traverse for 1000/33/800 EU Loss Design
STLT0620 | Steel Lifting Traverse for 75/33/400 for CT2020
STLT0623 | Steel Lifting Traverse for 1250/33/400 & 800 RD2006
STLT0679 | Steel Lifting Traverse for 1600/11/400 Ynd11 I/D CT2099
STLT0680 | Steel Lifting Traverse for 1500/11/400 EU Loss Design
STLT0685 | Steel Lifting Traverse for 2000/3.3/440 CT2057
STLT0694 | Steel Lifting Traverse Set for 10/33/64 Special
STLT0717 | Steel Lifting Traverse for 1000/33/400 EU Loss Design - AL Winding
STLT0718 | Steel Lifting Traverse for 1250/33/400 EU Loss Design - AL Winding
STLT0720 | Steel Lifting Traverse for 2000/33/400 EU Loss Design - AL Winding
STLT0735 | Steel Lifting Traverse for 1000/33/690 EU Loss Design - AL Winding
STLT0736 | Steel Lifting Traverse for 1250/33/690 EU Loss Design - AL Winding
STLT0736-R1 | Steel Lifting Traverse for 1250/33/690 EU Loss Design - AL Winding
STLT0742 | Steel Lifting Traverse for 1250/33/800 EU Loss Design - AL Winding
STLT0816 | Steel Lifting Traverse for 2000/11/415 EU Loss Design
STLT0884 | Steel Lifting Traverse for 3150/33/3300 EU Loss Design
STLT0888 | Steel Lifting Traverse for 2000/33/6300 EU Loss Design
STLT0890 | Steel Lifting Traverse for 3150/33/6300 EU Loss Design
STLT1107 | Steel Lifting Traverse for 1600/11/400 TU Loss Design
STLT1131 | Steel Lifting Traverse for 4000/33/690 EU Loss Design
STLT1133 | Steel Lifting Traverse for 1250/33/415 EU Loss Design
STMS0001 | MS Plate 8 x 4 x 2 mm
STMS0002 | MS Plate 8 x 4 x 3 mm
STMS0003 | MS Plate 8 x 4 x 4 mm
STMS0005 | MS Plate 8 x 4 x 6 mm
STMS0006 | MS Plate 8 x 4 x 8 mm
STMS0007 | MS Plate 8 x 4 x 10 mm
STMS0008 | MS Plate 8 x 4 x 20 mm
STMS0012 | MS Plate 20 x 5 x 6mm
STMS0014 | MS Plate 20 x 5 x 8mm
STMS0017 | MS Box Bar 25 x 25 x 2mm x 5.5 Mtr
STMS0022 | MS Box Bar 75 x 40x 2mm x 5.6m
STPI0001 | BI pipe 1"
STPK0001 | Steel Channels, Traverse, Frame Foot Set for 5/33
STPK0003 | Steel Channels, Traverse, Frame Foot Set for 1000/33/415 REP190501
STPK0004 | Steel Channels, Traverse, Frame Foot Set for 400/33/415 REP190101
STPK0006 | Steel Channels, Traverse, Frame Foot Set for 1000/11/415 RD1901
STPK0007 | Steel Channels, Traverse, Frame Foot Set for 10/33/110 Standard
STPK0008 | Steel Channels, Traverse, Frame Foot Set for 500/33/415 CT1928(B)
STPK0009 | Steel Channels, Traverse, Frame Foot Set for 2500/33/690 CT1908
STPK0010 | Steel Channels, Traverse, Frame Foot Set for 400/33/415 RD1902(D)
STPK0011 | Steel Channels, Traverse, Frame Foot Set for 800A 30s
STPK0012 | Steel Traverse, Frame Foot Set for 160kVA 33kV 400V Aux:
STPK0013 | Steel Channels, Traverse, Frame Foot Set for 1750/33/400 CT1927
STPK0014 | Steel Channels, Traverse, Frame Foot Set for 1500/33/150 CT1944
STPK0015 | Steel Channels, Traverse, Frame Foot Set for 2000/33/415 CT1963 CT2003
STPK0016 | Steel Channels, Traverse, Frame Foot Set for 630/33/400 CT1938
STPK0017 | Steel Channels, Traverse, Frame Foot Set for 100/33/415 RD1902(A) Ph1
STPK0018 | Steel Channels, Traverse, Frame Foot Set for 160/33/415 RD1902(B) Ph1
STPK0019 | Steel Channels, Traverse, Frame Foot Set for 250/33/415 RD1902(C) Ph1
STPK0020 | Steel Channels, Traverse, Frame Foot Set for 10/33/110 NVD
STPK0021 | Steel Channels, Traverse, Frame Foot Set for 250/400/220 CT1947
STPK0022 | Steel Channels, Traverse, Frame Foot Set for 630/33/415 REP190102
STPK0023 | Steel Channels, Traverse, Frame Foot Set for 630/33/415 RD1902(E) Ph1
STPK0024 | Steel Channels, Traverse, Frame Foot Set for 800/33/415 RD1902(F) Ph1
STPK0025 | Steel Channels, Traverse, Frame Foot Set for 1000/33/415 RD1902(G) Ph1
STPK0026 | Steel Channels, Traverse, Frame Foot Set for 2500/33/440 CT1959
STPK0027 | Steel Channels, Traverse, Frame Foot Set for 2500/33/415 CT1935
STPK0028 | Steel Channels, Traverse, Frame Foot Set for 1500/33/11 CT1962
STPK0029 | Steel Channels, Traverse, Frame Foot Set for 1000/33/400 CT1955
STPK0030 | Steel Channels, Traverse, Frame Foot Set for 1250/33/415 CT1956
STPK0031 | Steel Traverse, Frame Foot Set for 400kVA 33kV 400V Aux: CT1917(B)
STPK0032 | Steel Channels, Traverse, Frame Foot Set for 200/11/433 CT1909
STPK0033 | Steel Channels, Traverse, Frame Foot Set for 2000/33/3.3 CT1948(B)
STPK0034 | Steel Channels 850x75x10mm for 100/33/415 Standard
STPK0035 | Steel Channels 935x75x10mm for 160/33/415 Standard
STPK0036 | Steel Channels 1024x100x10mm for 250/33/415 Standard
STPK0037 | Steel Channels for 400/33/415 Standard
STPK0038 | Steel Traverse, Frame Foot Set for 200/33/400 CT1948(A)
STPK0039 | Steel Traverse, Frame Foot Set for 50/33/415 CT1968
STPK0040 | Steel Channels, Traverse, Frame Foot Set for 1600/33/400 CT1966(A)
STPK0041 | Steel Channels, Traverse, Frame Foot Set for 1000/33/400 for CT1966(B)
STPK0049 | Steel Channels, Traverse, Frame Foot Set for 1000/33/400 Std Solar for CT2002
STPK0050 | Steel Channels, Traverse, Frame Foot Set for 2000/33/415 CT1976
STPK0051 | Steel Channels, Traverse, Frame Foot Set for 1250/33/800 Solar CT1970
STPK0054 | Steel Channels, Traverse, Frame Foot Set for 2000/33/415 CT1964
STPK0055 | Steel Channels, Traverse, Frame Foot Set for 1000/33/800 CT1978 CT1979
STPK0056 | Steel Channels, Traverse, Frame Foot Set for 2500/33/415 CT1988
STPK0057 | Steel Channels, Traverse, Frame Foot Set for 2500/33/415 CT1984(C)
STPK0058 | Steel Channels, Traverse, Frame Foot Set for 1000/33/400 CT1984(B)
STPK0059 | Steel Channels, Traverse, Frame Foot Set for 630/33/400 CT1984(A)
STPK0060 | Steel Channels, Traverse, Frame Foot Set for 200/33/400 REP1902
STPK0061 | Steel Channels, Traverse, Frame Foot Set for 1250/33/800 Solar CT1985
STPK0694 | Steel Channels, Traverse, Frame Foot Set for 10/33/110 Special
STPV0026 | 160kVA 33kV 400V Auxiliary Transformer with LV Cable Box
STPV0027 | 800A 33kV 30s Earthing Transformer
STPV0029 | 250kVA,33kV/400V, 3 Phase 50 Hz ONAN Outdoor Transformer
STPV0072 | 1000kVA 33kV 400V Outdoor Transformer with ISD Unit
STPV0073 | 400kVA 33kV 400V Outdoor Transformer with ISD unit
STPV0074 | 2000kVA 33kV 415V Outdoor Transformer with ISD Unit
STPV0093 | 950kVA 33kV 1000V Outdoor Transformer with LV Cable Boxes & ISD
STPV0097 | 800kVA 33kV 400V Outdoor Distribution Transformer with ISD
STPV0098 | 3000kVA 33kV 400V Outdoor Transformer
STPV0101 | 500kVA 33kV 415V Outdoor Transformer with ISD
STPV0102 | 10kVA 33kV 110V NVD Transformer
STPV0128 | 50kVA 33kV 415V Outdoor Transformer
STPV0130 | 630kVA 33kV 415V PH-2 Outdoor Transformer with ISD Unit
STPV0162 | 630kVA 33kV 415V Distribution Transformer with ISD Unit
STPV0164 | 1250kVA 33kV 415V Outdoor Distribution Transformer with ISD Unit
STPV0172 | 1500kVA 11kV 415V Distribution Transformer with HV, LV Cable Boxes and ISD
STPV0173 | 1000kVA 11kV 415V Outdoor Transformer with ISD Unit
STPV0222 | 400kVA 33kV 415V Indoor Transformer with plug in bushings in MV end & LV Cable box
STPV0224 | 1750kVA 33kV 400V ONAN Outdoor Transformer with ISD
STPV0242 | 800kVA 33kV 400V Outdoor Distribution Transformer with ISD
STPV0251 | 1500kVA 33kV 415V Outdoor Transformer with ISD Unit
STPV0253 | 1500kVA 33kV 415V Outdoor Transformer with LV Cable Box & ISD Unit
STPV0254 | 1000kVA 33kV 415V Outdoor Transformer with ISD Unit
STPV0279 | 1250kVA 33kV 415V 3� 50Hz ONAN Transformer with LV Cable box and ISD unit
STPV0281 | 2500kVA 33kV 415V Indoor Transformer with LV cable box, plugin type bushings on MV end and ISD unit
STPV0283 | 2500kVA 33kV 415V Outdoor Transformer with ISD Unit
STPV0309 | 200kVA 11kV 400V Indoor Transformer with LV cable box, plugin type bushings on MV end and ISD Unit
STPV0317 | 1000kVA 33kV 480V Transformer with HV & LV cable boxes, static grounding screen, WTI & ISD Unit
STPV0319 | 2500kVA 33kV 440V 50Hz ONAN Transformer with LV cable box and ISD Unit
STPV0322 | 1250kVA 11kV 415V 3� 50Hz ONAN Indoor Transformer with HV and LV cable boxes and ISD unit
STPV0330 | 350kVA 3.3kV 415V 50Hz 3� ONAN Transformer
STPV0332 | 10kVA 33kV 110V NVD Transformer (Special)
STPV0341 | 2000kVA 33kV 415V 3� 50Hz Outdoor Transformer with Winding Temperature Indicator and ISD Unit
STPV0344 | 2000kVA 33kV 415V 3� 50Hz Transformer LV cable box & ISD Unit
STPV0348 | 630kVA 33kV 415V 3� 50Hz ONAN OutdoorTransformer
STPV0363 | 1000kVA 33kV 400V 3� 50Hz ONAN Outdoor Transformer for Solar Project
STPV0365 | 2000kVA 33kV 400V 3� 50Hz ONAN Outdoor Transformer for Solar Project
STPV0371 | 1250kVA 33kV 400V 3� 50Hz ONAN Outdoor Transformer for Solar Project
STPV0374 | 800kVA 11kV 415V Indoor Transformer with HV/ LV Cable Boxes & ISD Unit for parallel opertation.
STPV0376 | 1000kVA 33kV 415V 3� 50Hz ONAN Transformer with LV side bus duct fixing box and ISD unit
STPV0382 | 2000kVA 3.3kV 415V 3� 50Hz ONAN Yd1 Step Up Transformer
STPV0385 | 160kVA 33kV 400V Auxiliary Transformer with LV cable box and plug in type bushings on MV end
STPV0386 | 800A 33kV 30s Earthing Transformer with plug in type bushings on MV end
STPV0388 | 1250kVA 33kV 400V 3� 50Hz ONAN Outdoor Transformer with ISD Unit for Solar Project
STPV0396 | 2000kVA 11kV 3.3kV Transformer with LV box, MV plugin type bushings, ISD, OTI & WTI with MODBUS
STPV0398 | 1000kVA 33kV 400V Outdoor Transformer
STPV0401 | 160kVA 33kV 400V 3� Auxiliary Transformer with HV and LV cable boxes & ISD Unit
STPV0404 | 630kVA 33kV 400V 3� 50Hz ONAN Outdoor Transformer with ISD Unit for Solar Project
STPV0408 | 3150kVA 11kV 415V 3� 50Hz ONAN Transformer with HV/LV cable boxes and ISD Unit
STPV0410 | 200kVA 33kV 400V Outdoor Transformer
STPV0411 | 2000kVA 33kV 3.3kV Outdoor Transformer
STPV0414 | 800A 33kV 30s Earthing Transformer with HV cable box & plug in type bushings on MV end
STPV0416 | 800A 33kV 30s Earthing Transformer with HV Plug in Int B Cable Box
STPV0417 | 1000kVA 33kV 415V Outdoor Transformer with ISD Unit
STPV0418 | 1500kVA 33kV 400V Outdoor Solar Transformer with ISD Unit
STPV0421 | 800kVA 33kV 400V Transformer with HV & LV cable box for Solar Project and ISD Unit
STPV0425 | 630kVA 11kV 400V Transformer with ISD Unit for Solar Project
STPV0429 | 2500kVA 33kV 690V Transfomer with LV cable box. Plug-in type bushings on MV end and ISD Unit
STPV0430 | 400kVA 33kV 400V Auxiliary Transformer with HV and LV cable boxes
STPV0436 | 160kVA 33kV 400V Auxilary Transformer with LV cable box plugin type bushings and elbow connectors
STPV0437 | 800A 30s 33kV Earthing Transformer with plugin type bushings on MV end and WTI
STPV0443 | 200kVA 33kV 400V Auxilliary Transformer with LV Box and Outdoor Bushings in HV
STPV0444 | 200kVA 33kV 400V Auxilliary Transformer with LV Box and Plug-In Type Bushings in HV
STPV0452 | 1000kVA 11kV 400V Distribution Transformer
STPV0457 | 1000kVA 11kV 415V 3� Transformer with On Load Tap Changer and LV Box
STPV0458 | 630kVA 11kV 415V 3� Transformer for LTLT Solar System
STPV0459 | 2600kVA 33kV 690V 3� ONAN 50Hz Outdoor Transformer with ISD Unit
STPV0464 | 1750kVA 33kV 400V 3� 50Hz ONAN Outdoor Transformer for Solar Project
STPV0468 | 1000kVA 33kV 400V 3� 50Hz ONAN Outdoor Transformer with LV Cable Box for Solar Project
STPV0471 | 50kVA 400V 220V 3� 50Hz YNyn0 ONAN Isolation Transformer with ISD Unit
STPV0477 | 1600kVA 33kV 400V 3� 50Hz ONAN Outdoor Transformer for Solar Project
STPV0479 | 800kVA 33kV 415V 3� 50Hz ONAN Transformer with HV side Plug-In type bushings with link box and ISD
STPV0487 | 250kVA 400V 220V 3� 50Hz YNyn0 ONAN Isolation Transformer with ISD Unit
STPV0493 | 1500kVA 33kV/11kV Power Transformer with ISD unit
STPV0494 | 2500kVA 33kV 415 V Outdoor Hermeticall Sealed Transformer with OTI,WTI ISD unit
STPV0495 | 630kVA 33kV 400V 3� 50Hz ONAN Outdoor Transformer with HV/LV Boxes for Solar Project
STPV0496 | 100kVA 11kV 400V DEWA Transformer Exhibit
STPV0497 | 1000kVA 11kV 400V DEWA Transformer Exhibit
STPV0501 | 1600kVA 33kV 415V 3� 50Hz Dyn11 Cast Resin Transformer with Copper windings and IP21 Enclosure
STPV0506 | 2000kVA 33kV 415V Outdoor Transformer with ISD Unit
STPV0516 | 10kVA,33kV/110V 5 Limb NVD Transformer
STPV0523 | 1250kVA 33kV 415V Indoor Transformer with HV/LV Cable Boxes,ISD Unit & WTI
STPV0524 | 1000kVA 33kV 415V Outdoor Transformer with LV Box DT2000 3R, HV Box 33kV Plug-in Bushing & ISD U
STPV0528 | 1250kVA 33kV/800V 3� 50Hz ONAN Outdoor Transformer with ISD Unit for Solar Project (CT 1970)
STPV0529 | 400kVA 11kV 415V Outdoor Transformer with HV/LV Cable Boxes wand ISD Unit (CT 1977)
STPV0538 | 1000kVA 33kV 400V 3� 50Hz ONAN Outdoor Transformer with LV Cable Box for Solar Project
STPV0541 | 1250kVA 33kV/800V 3� 50Hz ONAN Outdoor Transformer with ISD Unit for Solar Project (CT 1985)
STPV0542 | 800A 33kV 30s Earthing Transformer with HV Plug in Int C Cable Box
STPV0543 | 2500kVA 33kV 415V Outdoor Transformer with Plug-in type HVbushings, LV Cable Box & ISD Unit (CT1988)
STPV0544 | 1000kVA 33kV 800V 3� 50Hz ONAN Outdoor Transformer with ISD unit for Solar Project
STPV0545 | 1000kVA 33kV 800V Outdoor Transformer with LV cable box & ISD unit for Solar Project
STPV0547 | 1000kVA 33kV 400V Outdoor Transformer with ISD Unit
STPV0548 | 630kVA 33kV 400V ONAN Outdoor Transformer with ISD Unit
STPV0549 | 2500kVA 33kV 690V ONAN Outdoor Transformer with ISD Unit
STPV0553 | 1000kVA 33kV 400V 3� 50Hz ONAN Outdoor Transformer with LV Cable Box & ISD Unit for Solar Project
STPV0555 | 2000kVA 33kV 415V Outdoor Transformer with ISD Unit
STPV0556 | 2000kVA 33kV 415V 50Hz Transformer with LV Cable box & ISD Unit
STPV0557 | 1000kVA 33kV 415V Outdoor Transformer with ISD Unit
STPV0569 | 2000kVA 33kV 415V 3� 50Hz Transformer with LV cable box & ISD Unit
STPV0572 | 2000kVA 33kV 400V 3� 50Hz ONAN Outdoor Transformer with ISD Unit for Solar Project
STPV0574 | 1600kVA 33kV 415V ONAN Outdoor Transformer with LV Cable box & ISD unit
STPV0575 | 160kVA 33kV 415V ONAN Dyn11 Outdoor Transformer
STPV0576 | 1000kVA 33kV 415V Outdoor Transformer with LV Cable box & ISD Unit
STPV0577 | 1250kVA 33kV 400V 3� 50Hz ONAN Transformer with HV/LV cable boxes & ISD Unit for Solar Project
STPV0578 | 3500/2500/1000kVA , 6000V/420V/420V, ONAN , Three winding transformer wiith HV & LV Cable boxes
STPV0594 | 1000kVA 33kV 400V Outdoor Transformer STD EU
STPV0595 | 1250kVA 33kV 400V Outdoor Transformer STD EU
STPV0598 | 2500kVA 33kV 400V Outdoor Transformer STD EU
STPV0600 | 1000kVA 33kV 415V Outdoor Transformer STD EU
STPV0601 | 1250kVA 33kV 415V Outdoor Transformer STD EU
STPV0602 | 1600kVA 33kV 415V Outdoor Transformer STD EU
STPV0603 | 2000kVA 33kV 415V Outdoor Transformer STD EU
STPV0604 | 2500kVA 33kV 415V Outdoor Transformer STD EU
STPV0618 | 1250kVA 33kV 400V 3� 50Hz ONAN Transformer with LV Cable box & ISD Unit for Solar Project
STPV0626 | 1000kVA 11kV 415V Outdoor Transformer with HV LV Cable Boxes & ISD
STPV0631 | 1000kVA 33kV 400V Outdoor Transformer STD EU with LV Cable Box
STPV0632 | 1250kVA 33kV 400V Outdoor Transformer STD EU with LV Cable Box
STPV0634 | 2000kVA 33kV 400V Outdoor Transformer STD EU with LV Cable Box
STPV0638 | 1250kVA 33kV 415V Outdoor Transformer STD EU with LV Cable Box
STPV0639 | 1600kVA 33kV 415V Outdoor Transformer STD EU with LV Cable Box
STPV0640 | 2000kVA 33kV 415V Outdoor Transformer STD EU with LV Cable Box
STPV0641 | 2500kVA 33kV 415V Outdoor Transformer STD EU with LV Cable Box
STPV0642 | 3150kVA 33kV 415V Outdoor Transformer STD EU with LV Cable Box
STPV0647 | 2500kVA 33kV 690V Outdoor Transformer STD EU with LV Cable Box
STPV0649 | 1000kVA 33kV 800V Outdoor Transformer STD EU with LV Cable Box
STPV0664 | 2000kVA 33kV 415V Transformer STD EU with HV Plug-in and LV Cable Box
STPV0679 | 1600kVA 11kV 400V Ynd11 Indoor Transformer with HV, LV Cable Boxes and ISD Unit
STPV0685 | 2000kVA 3.3kV 440V Conservator Type Transformer with RTD WTI & RTD OTI Units
STPV0688 | 800kVA 33kV 415V 3� 50Hz ONAN Transformer with HV side Plug-In type bushings , LV Cable box and ISD
STPV0690 | 100kVA 11kV 415V 3� 50Hz Outdoor Step-down Transformer with HV/LV Cable boxes & ISD Unit
STPV0691 | 160kVA 11kV 415V 3� 50Hz Outdoor Step-down Transformer with HV/LV Cable boxes & ISD Unit
STPV0692 | 260kVA 11kV 415V 3� 50Hz Outdoor Step-up Transformer with HV/LV Cable boxes & ISD Unit
STPV0693 | 2500kVA 33kV 415V Outdoor Transformer STD EU with LV Cable Box WTI & ISD Units
STPV0694 | 10kVA 33kV 64V YN- Open Delta NVD Transformer
STPV0695 | 1000kVA 33kV 440V 3� 50Hz ONAN Transformer with LV Cable box & ISD Unit
STPV0742 | 1250kVA 33kV 800V Outdoor Transformer STD EU- AL Winding
STPV0750 | 2000kVA 33kV 400V Outdoor Transformer STD EU with LV Cable Box- AL Winding
STPV0765 | 1000kVA 33kV 690V Outdoor Transformer STD EU with LV Cable Box- AL Winding
STPV0766 | 1250kVA 33kV 690V Outdoor Transformer STD EU with LV Cable Box- AL Winding
STPV0840 | 2000kVA 11kV 415V Transformer STD EU with HV Plug-in and LV Cable Box
STPV0888 | 2000kVA 33kV 6300V Outdoor Transformer STD EU
STPV0932 | 3150kVA 33kV 3300V Outdoor Transformer STD EU with HV Plug-in and LV Cable Box
STPV1063 | 630kVA 33kV 400V Outdoor Transformer STD EU
STPV1065 | 100kVA 33kV 415V Outdoor Transformer STD EU
STPV1066 | 160kVA 33kV 415V Outdoor Transformer STD EU
STPV1067 | 250kVA 33kV 400V Outdoor Transformer STD EU
STPV1068 | 400kVA 33kV 415V Outdoor Transformer STD EU
STPV1069 | 630kVA 33kV 415V Outdoor Transformer STD EU
STPV1070 | 800kVA 33kV 415V Outdoor Transformer STD EU
STPV1101 | 100kVA 11kV 415V Outdoor Transformer STD EU
STPV1102 | 160kVA 11kV 415V Outdoor Transformer STD EU
STPV1103 | 250kVA 11kV 400V Outdoor Transformer STD EU
STPV1104 | 400kVA 11kV 400V Outdoor Transformer STD EU
STPV1105 | 630kVA 11kV 415V Outdoor Transformer STD EU
STPV1106 | 800kVA 11kV 415V Outdoor Transformer STD EU
STPV1135 | 160kVA 11kV 415V Exhibit Transformer
STPV1138 | 1000kVA 33kV 415V Transformer with Plug-In Type Bushings in HV,LV Cable Box ,ISD Unit & MCCB Unit
STPV1972 | 1000kVA 33kV 400V 3� 50Hz ONAN Outdoor Transformer with LV Cable Box for Solar Project
STPV1973 | 1000kVA 33kV 400V 3� 50Hz ONAN Outdoor Transformer with LV Cable Box for Solar Project
STRD0002 | Indoor Dry Type Transformer 3kVA, 110V/55V 3�
STRD0003 | Indoor Dry Type Three Winding Transformer 16kVA, 400V/380V/90V 3�
STRD0034 | 100kVA 33kV 415V Outdoor Transformer Multi Step Oval R&D Ph1
STRD0056 | 250kVA 33kV 415V Outdoor Transformer Multi Step Oval R&D Ph1
STRD0508 | 160kVA 33kV 415V Outdoor Transformer Multi Step Oval R&D Ph1
STRD0509 | 400kVA 33kV 415V Outdoor Transformer Multi Step Oval R&D Ph1
STRD0510 | 630kVA 33kV 415V Outdoor Transformer Multi Step Oval R&D Ph1
STRD0511 | 800kVA 33kV 415V Outdoor Transformer Multi Step Oval R&D Ph1
STRD0512 | 1000kVA 33kV 415V Outdoor Transformer Multi Step Oval R&D Ph1
STRD0531 | 100kVA 33kV 415V Outdoor Transformer Multi Step Oval R&D Ph2
STRD0532 | 160kVA 33kV 415V Outdoor Transformer Multi Step Oval R&D Ph2
STRD0533 | 250kVA 33kV 415V Outdoor Transformer Multi Step Oval R&D Ph2
STRD0533-1 | 250kVA 33kV 415V Outdoor Transformer Multi Step Oval R&D Ph2 R1
STRD0534 | 400kVA 33kV 415V Outdoor Transformer Multi Step Oval R&D Ph2
STRD0535 | 630kVA 33kV 415V Outdoor Transformer Multi Step Oval R&D Ph2
STRD0536 | 800kVA 33kV 415V Outdoor Transformer Multi Step Oval R&D Ph2
STRD0537 | 1000kVA 33kV 415V Outdoor Transformer Multi Step Oval R&D Ph2
STRD0571 | Winding Temperature Direct Measuring Transformer
STRD0622 | 100 kVA 33 kV 415 V Amorphous Core Transformers
STRD0628 | 132kV/33kV Transformer Tank with Accessories
STRD0629 | 33kV Earthing Transformer Tank with Accessories
STSR0046-1 | Steel Stay Rod 1 for 5MVA 33/11kV
STSR0046-2 | Steel Stay Rod 2 for 5MVA 33/11kV
STSR0093 | Steel Stay Rod for 950/33/1000
STSR0102 | Steel Stay Rod for 10/33/110 STD NVD TF
STSR0201 | Steel Stay Rod for 5/33
STSR0202 | Steel Stay Rod for 5/11
STSR0382 | Steel Stay Rod for 2000/3.3/415 CT2035
STSR0550 | Steel Stay Rod for 800A 30s 33kV Standard ET
STSR0551 | Steel Stay Rod for 160/33/400 Standard AT
STSR0567 | Steel Stay Rod for 400A 10s 15kV CT1975(A)
STSR0568 | Steel Stay Rod for 260A 10s 15kV CT1975(B)
STSR0569 | Steel Stay Rod for 2000/33/415 CT2006
STSR0572 | Steel Stay Rod for 2000/33/400 CT2007
STSR0574 | Steel Stay Rod for 1600/33/415 CT2009
STSR0578 | Steel Stay Rod for 3500kVA CT2017
STSR0594 | Steel Stay Rod for 1000/33/400 EU Loss Design
STSR0594-1 | Steel Stay Rod 1 for 1000/33/400 EU Loss Design
STSR0594-2 | Steel Stay Rod 2 for 1000/33/400 EU Loss Design
STSR0595 | Steel Stay Rod for 1250/33/400 EU Loss Design
STSR0596 | Steel Stay Rod for 1600/33/400 EU Loss Design
STSR0597 | Steel Stay Rod for 2000/33/400 EU Loss Design
STSR0597-1 | Steel Stay Rod 1 for 2000/33/400 EU Loss Design
STSR0597-2 | Steel Stay Rod 2 for 2000/33/400 EU Loss Design
STSR0598 | Steel Stay Rod for 2500/33/400 EU Loss Design
STSR0600 | Steel Stay Rod for 1000/33/415 EU Loss Design
STSR0600-1 | Steel Stay Rod 1 for 1000/33/415 EU Loss Design
STSR0600-2 | Steel Stay Rod 2 for 1000/33/415 EU Loss Design
STSR0601 | Steel Stay Rod for 1250/33/415 EU Loss Design
STSR0601-1 | Steel Stay Rod 1 for 1250/33/415 EU Loss Design
STSR0601-2 | Steel Stay Rod 2 for 1250/33/415 EU Loss Design
STSR0602 | Steel Stay Rod for 1600/33/415 EU Loss Design
STSR0602-1 | Steel Stay Rod 1 for 1600/33/415 EU Loss Design
STSR0602-2 | Steel Stay Rod 2 for 1600/33/415 EU Loss Design
STSR0603 | Steel Stay Rod for 2000/33/415 EU Loss Design
STSR0603-1 | Steel Stay Rod 1 for 2000/33/415 EU Loss Design
STSR0603-2 | Steel Stay Rod 2 for 2000/33/415 EU Loss Design
STSR0604 | Steel Stay Rod for 2500/33/415 EU Loss Design
STSR0604-1 | Steel Stay Rod 1 for 2500/33/415 EU Loss Design
STSR0604-2 | Steel Stay Rod 2 for 2500/33/415 EU Loss Design
STSR0605 | Steel Stay Rod for 3150/33/415 EU Loss Design
STSR0605-1 | Steel Stay Rod 1 for 3150/33/415 EU Loss Design
STSR0605-2 | Steel Stay Rod 2 for 3150/33/415 EU Loss Design
STSR0610 | Steel Stay Rod for 2500/33/690 EU Loss Design
STSR0612 | Steel Stay Rod for 1000/33/800 EU Loss Design
STSR0620 | Steel Stay Rod for 75/33/400 for CT2020
STSR0623 | Steel Stay Rod for 2000/33/400 & 800 RD2006
STSR0679 | Steel Stay Rod for 1600/11/400 Ynd11 I/D CT2099
STSR0680 | Steel Stay Rod for 1500/11/400 EU Loss Design
STSR0685 | Steel Stay Rod for 2000/3.3/440 CT2057
STSR0694 | Stay Rod for 10/33/64 Special
STSR0698-1 | Steel Stay Rod 1 for 5MVA 33/11kV
STSR0717 | Steel Stay Rod for 1000/33/400 EU Loss Design - AL Winding
STSR0717-1 | Steel Stay Rod 1 for 1000/33/400 EU Loss Design - AL Winding
STSR0717-2 | Steel Stay Rod 2 for 1000/33/400 EU Loss Design - AL Winding
STSR0718-1 | Steel Stay Rod 1 for 1250/33/400 EU Loss Design - AL Winding
STSR0718-2 | Steel Stay Rod 2 for 1250/33/400 EU Loss Design - AL Winding
STSR0720 | Steel Stay Rod for 2000/33/400 EU Loss Design - AL Winding
STSR0720-1 | Steel Stay Rod 1 for 2000/33/400 EU Loss Design - AL Winding
STSR0720-2 | Steel Stay Rod 2 for 2000/33/400 EU Loss Design - AL Winding
STSR0735 | Steel Stay Rod for 1000/33/690 EU Loss Design - AL Winding
STSR0736 | Steel Stay Rod for 1250/33/690 EU Loss Design - AL Winding
STSR0736-1 | Steel Stay 1 Rod for 1250/33/690 EU Loss Design - AL Winding
STSR0736-2 | Steel Stay 2 Rod for 1250/33/690 EU Loss Design - AL Winding
STSR0742 | Steel Stay Rod for 1250/33/800 EU Loss Design - AL Winding
STSR0742-1 | Steel Stay Rod 1 for 1250/33/800 EU Loss Design - AL Winding
STSR0742-2 | Steel Stay Rod 2 for 1250/33/800 EU Loss Design - AL Winding
STSR0816 | Steel Stay Rod for 2000/11/415 EU Loss Design
STSR0884 | Steel Stay Rod for 3150/33/3300 EU Loss Design
STSR0888 | Steel Stay Rod for 2000/33/6300 EU Loss Design
STSR0890 | Steel Stay Rod for 3150/33/6300 EU Loss Design
STSR1107 | Steel Stay Rod for 1600/11/400 TU Loss Design
STSR1131 | Steel Stay Rod for 4000/33/690 EU Loss Design
STSR1133 | Steel Stay Rod for 1250/33/415 EU Loss Design
STSR1135 | Steel Stay Rod for 160/11/415 LV for Exhibit Tf
STSS0001 | SS Plate 8 x 4 x 2 mm
STSS0002 | SS Plate 8 x 4 x 4mm
STSS0004 | SS Rod M16 (Length 3m)
STSS0006 | SS Flap Valve Support Rod M16 x 150mm
STSS0007 | SS Plate 8 x 4 x 6mm
STSS0011 | SS Threaded Bar M12 x 340mm Grade 304
STTB0001 | Threaded Bar 16mmX1000mm (SS 316)
STTB0002 | Threaded Rod AM 8 x 1000 8.8 Zinced
STTB0003 | Threaded Rod 10mm x 1000 4.8 Zinced
STTB0004 | Threaded Rod AM 24xX1000 8.8 Zinced
STTB0005 | Threaded Bar 16mmX1000mm - 4.8 Zinced
STTB0006 | Threaded Bar12 x 2000mm -Zinced 4.8
STTB0009 | Threaded Rod AM 8 x 1000 4.8 Zinced
STTB0010 | Threaded Rod AM 10 x 1000 A4-70
STTB0011 | Threaded Rod AM 10xX1000 8.8 Zinced
STTB0012 | Threaded Rod AM 12 x 1000 8.8 Zinced
STTB0014 | Threaded Rod AM 12 x 1000 Zinced Strength Class 4.8
STTB0015 | Threaded Bar 12mm x 1000mm 4.8 Zinced
STTB0017 | Threaded Bar 16mm x 3000mm (SS 316 A4 -70)
STTB0018 | Threaded Bar 16mm x 2000mm (SS 316 A4-70)
STTB0019 | Threaded Rod AM 10 x 2000 4.8 Zinced
STTB0020 | Threaded Rod AM 10 x 2000 8.8 Zinced
STTB0021 | Threaded Rod AM 8 x 2000 8.8 Zinced
STTB0022 | Threaded Rod AM 24 x 2000mm 4.8 Zinced
STTB0023 | Threaded Rod AM 8 x 2000mm 4.8 Zinced
STTB0024 | Threaded Rod AM 12 x 2000mm (SS 304)
STTC0001 | Steel Top Channels for 5/33
STTC0002 | Steel Top Channels for 5/11
STTC0046 | Steel Top Channels for 5MVA/33/11kV
STTC0093 | Steel Top Channels for 950/33/1000
STTC0382 | Steel Top Channels for 2000/3.3/415 CT2035
STTC0550 | Steel Top Channels for 800A 30s 33kV Standard ET
STTC0567 | Steel Top Channels for 400A 10s 15kV CT1975(A)
STTC0568 | Steel Top Channels for 260A 10s 15kV CT1975(B)
STTC0569 | Steel Top Channels for 2000/33/415 CT2006
STTC0572 | Steel Top Channels for 2000/33/400 CT2007
STTC0574 | Steel Top Channels for 1600/33/415 CT2009
STTC0577 | Steel Top Channels for 1250/33/400 CT2015
STTC0578 | Steel Top Channels for 3500kVA CT2017
STTC0594 | Steel Top Channels for 1000/33/400 EU Loss Design
STTC0594-R1 | Steel Top Channels for 1000/33/400 EU Loss Design
STTC0595 | Steel Top Channels for 1250/33/400 EU Loss Design
STTC0596 | Steel Top Channels for 1600/33/400 EU Loss Design
STTC0597 | Steel Top Channels for 2000/33/400 EU Loss Design
STTC0598 | Steel Top Channels for 2500/33/400 EU Loss Design
STTC0600 | Steel Top Channels for 1000/33/415 EU Loss Design
STTC0600-R1 | Steel Top Channels for 1000/33/415 EU Loss Design
STTC0601 | Steel Top Channels for 1250/33/415 EU Loss Design
STTC0602 | Steel Top Channels for 1600/33/415 EU Loss Design
STTC0603 | Steel Top Channels for 2000/33/415 EU Loss Design
STTC0603-R1 | Steel Top Channels for 2000/33/415 EU Loss Design
STTC0604 | Steel Top Channels for 2500/33/415 EU Loss Design
STTC0604-R2 | Steel Top Channels for 2500/33/415 EU Loss Design
STTC0605 | Steel Top Channels for 3150/33/415 EU Loss Design
STTC0610 | Steel Top Channels for 2500/33/690 EU Loss Design
STTC0612 | Steel Top Channels for 1000/33/800 EU Loss Design
STTC0619 | Steel HV Top Channels for 75/33/400 for CT2020
STTC0620 | Steel LV Top Channels for 75/33/400 for CT2020
STTC0623 | Steel Top Channels for 1250/33/400 & 800 RD2006
STTC0679 | Steel Top Channels for 1600/11/400 Ynd11 I/D CT2099
STTC0680 | Steel Top Channels for 1500/11/400 EU Loss Design
STTC0685 | Steel Top Channels for 2000/3.3/440 CT2057
STTC0717 | Steel Top Channels for 1000/33/400 EU Loss Design - AL Winding
STTC0718 | Steel Top Channels for 1250/33/400 EU Loss Design - AL Winding
STTC0720 | Steel Top Channels for 2000/33/400 EU Loss Design - AL Winding
STTC0735 | Steel Top Channels for 1000/33/690 EU Loss Design - AL Winding
STTC0736 | Steel Top Channels for 1250/33/690 EU Loss Design - AL Winding
STTC0736-R1 | Steel Top Channels for 1250/33/690 EU Loss Design - AL Winding
STTC0742 | Steel Top Channels for 1250/33/800 EU Loss Design - AL Winding
STTC0816 | Steel Top Channels for 2000/11/415 EU Loss Design
STTC0884 | Steel Top Channels for 3150/33/3300 EU Loss Design
STTC0888 | Steel Top Channels for 2000/33/6300 EU Loss Design
STTC0890 | Steel Top Channels for 3150/33/6300 EU Loss Design
STTC1107 | Steel Top Channels for 1600/11/400 TU Loss Design
STTC1131 | Steel Top Channels for 4000/33/690 EU Loss Design
STTC1133 | Steel Top Channels for 1250/33/415 EU Loss Design
STTR0034 | Steel Tie Rod for 100/33/415 New Design Ph1
STTR0046 | Steel Tie Rod for 5MVA 33/11kV
STTR0056 | Steel Tie Rod for 250/33/415 New Design Ph1
STTR0093 | Steel Tie Rod for 950/33/1000
STTR0097 | Steel Tie Rod for 800/33/400 New Design Ph2
STTR0102 | Steel Tie Rod for 10/33/110 STD NVD TF
STTR0201 | Steel Tie Rod for 5/33
STTR0202 | Steel Tie Rod for 5/11
STTR0242 | Steel Tie Rod for 800/33/400
STTR0382 | Steel Tie Rod for 2000/3.3/415 CT2035
STTR0452 | Steel Tie Rod for 1000/11/400
STTR0508 | Steel Tie Rod for 160/33/415 New Design Ph1
STTR0509 | Steel Tie Rod for 400/33/415 New Design Ph1
STTR0510 | Steel Tie Rod for 630/33/415 New Design Ph1
STTR0511 | Steel Tie Rod for 800/33/415 New Design Ph1
STTR0512 | Steel Tie Rod for 1000/33/415 New Design Ph1
STTR0531 | Steel Tie Rod for 100/33/415 New Design Ph2
STTR0532 | Steel Tie Rod for 160/33/415 New Design Ph2
STTR0533 | Steel Tie Rod for 250/33/415 New Design Ph2
STTR0534 | Steel Tie Rod for 400/33/415 New Design Ph2
STTR0535 | Steel Tie Rod for 630/33/415 New Design Ph2
STTR0536 | Steel Tie Rod for 800/33/415 New Design Ph2
STTR0537 | Steel Tie Rod for 1000/33/415 New Design Ph2
STTR0550 | Steel Tie Rod for 800A 30s 33kV Standard ET
STTR0551 | Steel Tie Rod for 160/33/400 Standard AT
STTR0567 | Steel Tie Rod for 400A 10s 15kV CT1975(A)
STTR0568 | Steel Tie Rod for 260A 10s 15kV CT1975(B)
STTR0569 | Steel Tie Rod for 2000/33/415 CT2006
STTR0572 | Steel Tie Rod for 2000/33/400 CT2007
STTR0574 | Steel Tie Rod for 1600/33/415 CT2009
STTR0578 | Steel Tie Rod for 3500kVA CT2017
STTR0580 | Steel Tie Rod for 100/11/415 New Design Ph2
STTR0581 | Steel Tie Rod for 160/11/415 New Design Ph2
STTR0582 | Steel Tie Rod for 250/11/415 New Design Ph2
STTR0583 | Steel Tie Rod for 400/11/415 New Design Ph2
STTR0584 | Steel Tie Rod for 630/11/415 New Design Ph2
STTR0585 | Steel Tie Rod for 800/11/415 New Design Ph2
STTR0586 | Steel Tie Rod for 1000/11/415 New Design Ph2
STTR0594 | Steel Tie Rod for 1000/33/400 EU Loss Design
STTR0595 | Steel Tie Rod for 1250/33/400 EU Loss Design
STTR0596 | Steel Tie Rod for 1600/33/400 EU Loss Design
STTR0597 | Steel Tie Rod for 2000/33/400 EU Loss Design
STTR0598 | Steel Tie Rod for 2500/33/400 EU Loss Design
STTR0600 | Steel Tie Rod for 1000/33/415 EU Loss Design
STTR0601 | Steel Tie Rod for 1250/33/415 EU Loss Design
STTR0602 | Steel Tie Rod for 1600/33/415 EU Loss Design
STTR0603 | Steel Tie Rod for 2000/33/415 EU Loss Design
STTR0604 | Steel Tie Rod for 2500/33/415 EU Loss Design
STTR0604-R1 | Steel Tie Rod for 2500/33/415 EU Loss Design
STTR0605 | Steel Tie Rod for 3150/33/415 EU Loss Design
STTR0610 | Steel Tie Rod for 2500/33/690 EU Loss Design
STTR0612 | Steel Tie Rod for 1000/33/800 EU Loss Design
STTR0620 | Steel Tie Rod for 75/33/400 for CT2020
STTR0621 | Steel Tie Rod for 200/11/400 for CT2031
STTR0623 | Steel Tie Rod for 2000/33/400 & 800 RD2006
STTR0679 | Steel Tie Rod for 1600/11/400 Ynd11 I/D CT2099
STTR0680 | Steel Tie Rod for 1500/11/400 EU Loss Design
STTR0685 | Steel Tie Rod for 2000/3.3/440 CT2057
STTR0694 | Tie Rod for 10/33/64 Special
STTR0698 | Steel Tie Rod for 5MVA 33/11kV
STTR0717 | Steel Tie Rod for 1000/33/400EU Loss Design - AL Winding
STTR0718 | Steel Tie Rod for 1250/33/400 EU Loss Design - AL Winding
STTR0720 | Steel Tie Rod for 2000/33/400 EU Loss Design - AL Winding
STTR0735 | Steel Tie Rod for 1000/33/690 EU Loss Design - AL Winding
STTR0736 | Steel Tie Rod for 1250/33/690 EU Loss Design - AL Winding
STTR0742 | Steel Tie Rod for 1250/33/800 EU Loss Design - AL Winding
STTR0816 | Steel Tie Rod for 2000/11/415 EU Loss Design
STTR0884 | Steel Tie Rod for 3150/33/3300 EU Loss Design
STTR0888 | Steel Tie Rod for 2000/33/6300 EU Loss Design
STTR0890 | Steel Tie Rod for 3150/33/6300 EU Loss Design
STTR1062 | Steel Tie Rod for 400/33/400 EU Loss Design
STTR1066 | Steel Tie Rod for 160/33/415 EU Loss Design
STTR1068 | Steel Tie Rod for 400/33/415 EU Loss Design
STTR1070 | Steel Tie Rod for 800/33/415 EU Loss Design
STTR1107 | Steel Tie Rod for 1600/11/400 TU Loss Design
STTR1131 | Steel Tie Rod for 4000/33/690 EU Loss Design
STTR1133 | Steel Tie Rod for 1250/33/415 EU Loss Design
STTR1135 | Steel Tie Rod for 160/11/415 LV for Exhibit Tf
STTR1137 | Steel Tie Rod for 630/33/433
STWC0001 | Warranty Claim - Transformer Standard O/D 100/33/415
STWC0002 | Warranty Claim - Transformer Standard O/D 160/33/415
STWC0005 | Warranty Claim - Transformer Standard O/D 630/33/415
STWC0006 | Warranty Claim - Transformer Standard O/D 800/33/415
STWC0022 | Warranty Claim - Transformer Standard O/D 5/33/240
TKFT0001 | Powder Painted Tank & Cover after Fabricating, Tank Welding & Gavanizing Standard O/D 100/33/415
TKFT0002 | Powder Painted Tank & Cover after Fabricating, Tank Welding & Gavanizing Standard O/D 160/33/415
TKFT0003 | Powder Painted Tank & Cover after Fabricating, Tank Welding & Gavanizing Standard O/D 250/33/415
TKFT0004 | Powder Painted Tank & Cover after Fabricating, Tank Welding & Gavanizing Standard O/D 400/33/415
TKFT0005 | Powder Painted Tank & Cover after Fabricating, Tank Welding & Gavanizing Standard O/D 630/33/415
TKFT0006 | Powder Painted Tank & Cover after Fabricating, Tank Welding & Gavanizing Standard O/D 800/33/415
TKFT0007 | Powder Painted Tank & Cover after Fabricating, Tank Welding & Gavanizing Standard O/D 1000/33/415
TKFT0008 | Powder Painted Tank & Cover after Fabricating, Tank Welding & Gavanizing Standard O/D 100/11/415
TKFT0009 | Powder Painted Tank & Cover after Fabricating, Tank Welding & Gavanizing Standard O/D 160/11/415
TKFT0010 | Powder Painted Tank & Cover after Fabricating, Tank Welding & Gavanizing Standard O/D 250/11/415
TKFT0011 | Powder Painted Tank & Cover after Fabricating, Tank Welding & Gavanizing Standard O/D 400/11/415
TKFT0012 | Powder Painted Tank & Cover after Fabricating, Tank Welding & Gavanizing Standard O/D 630/11/415
TKFT0013 | Powder Painted Tank & Cover after Fabricating, Tank Welding & Gavanizing Standard O/D 800/11/415
TKFT0014 | Powder Painted Tank & Cover after Fabricating, Tank Welding & Gavanizing Standard O/D 1000/11/415
TKFT0015 | Powder Painted Tank & Cover after Fabricating, Tank Welding & Gavanizing Standard Indoor 100/11/415
TKFT0016 | Powder Painted Tank & Cover after Fabricating, Tank Welding & Gavanizing Standard Indoor 160/11/415
TKFT0017 | Powder Painted Tank & Cover after Fabricating, Tank Welding & Gavanizing Standard Indoor 250/11/415
TKFT0018 | Powder Painted Tank & Cover after Fabricating, Tank Welding & Gavanizing Standard Indoor 400/11/415
TKFT0019 | Powder Painted Tank & Cover after Fabricating, Tank Welding & Gavanizing Standard Indoor 630/11/415
TKFT0020 | Powder Painted Tank & Cover after Fabricating, Tank Welding & Gavanizing Standard Indoor 800/11/415
TKFT0021 | Powder Painted Tank & Cover after Fabricating, Tank Welding & Gavanizing Standard Indoor 1000/11/415
TKFT0022 | Powder Painted Tank & Cover after Fabricating, Tank Welding & Galvanizing for 1000/33/415 CT1952
TKFT0023 | Powder Painted Tank & Cover after Fabricating, Tank Welding & Shot Basting for CT1906 1250/11/415
TKFT0024 | Marine Painted Tank & Cover after Fabricating, Tank Welding & Galvanizing for CT1911 5000/33/11
TKFT0025 | Powder Painted Tank & Cover after Fabricating, Tank Welding & Shot Blasting for CT1912 2000/33/415
TKFT0026 | Powder Painted Tank & Cover after Fabricating, Tank Welding & Galvanizing for CT1904 800/33/400
TKFT0027 | Powder Painted Tank & Cover after Fabricating, Tank Welding & Shot Blasting for 1250/33/415 CT1956
TKFT0028 | Powder Painted Tank & Cover after Fabricating, Tank Welding & Shot Blasting for CT1910 800/33/400
TKFT0029 | Powder Painted Tank & Cover after Fabricating, Tank Welding & Shot Blasting for 200/11/433 CT1909
TKFT0030 | Powder Painted Tank & Cover after Fabricating, Tank Welding & Shot Blasting for RD1903 3/110/55
TKFT0031 | Powder Painted Tank & Cover after Fabricating, Tank Welding & Shot Blasting for CT1921 2000/33/415
TKFT0032 | Powder Painted Tank & Cover after Fabricating, Welding & Shot Basting for 1000/33/400 for CT1955
TKFT0033 | Powder Painted Tank & Cover after Fabricating,Tank Welding & Shot Blasting for CT1925(B)2000/11/3.3
TKFT0034 | Powder Painted Tank & Cover after Fabricating, Tank Welding & Shot Blasting for CT1925(A) 200/11/400
TKFT0035 | Powder Painted Tank & Cover after Fabricating, Tank Welding & Shot Blasting for CT1920 350/3.3/415
TKFT0036 | Powder Painted Tank & Cover after Fabricating, Tank Welding & Galvanizing for CT1930 50/400/220
TKFT0037 | Powder Painted Tank & Cover after Fabricating, Tank Welding & Shot Blasting for CT1922 2600/33/690
TKFT0038 | Powder Painted Tank & Cover after Fabricating, Tank Welding & Gavanizing for RD1901 630/11/415
TKFT0039 | Powder Painted Tank & Cover after Fabricating, Tank Welding & Gavanizing Standard 5/33
TKFT0040 | Powder Painted Tank & Cover after Fabricating, Tank Welding & Gavanizing Standard 5/11
TKFT0041 | Powder Painted Tank & Cover after Fabricating, Tank Welding & Gavanizing Standard 2000/33/11
TKFT0042 | Powder Painted Tank & Cover after Fabricating, Tank Welding & Gavanizing for 50/33/433 CT1940
TKFT0043 | Powder Painted Tank & Cover after Fabricating, Tank Welding & Gavanizing for 100/33/433 CT1940
TKFT0044 | Powder Painted Tank & Cover after Fabricating, Tank Welding & Gavanizing for 200/33/433 CT1940
TKFT0045 | Powder Painted Tank & Cover after Fabricating, Tank Welding & Gavanizing for 500/33/433 CT1940
TKFT0046 | Powder Painted Tank & Cover after Fabricating, Tank Welding & Shot Blasting for CT1935 2500/33/415
TKFT0047 | Powder Painted Tank & Cover after Fabricating,Tank Welding & Shot Blasting for RD1905 16/400/380/160
TKFT0048 | Powder Painted Tank & Cover after Fabricating, Tank Welding & Gavanizing for RD1901 1000/11/415
TKFT0049 | Powder Painted Tank & Cover after Fabricating, Tank Welding & Gavanizing for 400/33/415 REP190101
TKFT0050 | Powder Painted Tank & Cover after Fabricating,Tank Welding & Shot Blasting for REP190501 1000/33/415
TKFT0052 | Powder Painted Tank & Cover after Fabricating, Tank Welding & Shot Blasting for 10/33/110 CT1928(C)
TKFT0053 | Powder Painted Tank & Cover after Fabricating, Tank Welding & Shot Blasting for 500/33/415 CT1928(B)
TKFT0054 | Powder Painted Tank & Cover after Fabricating, Tank Welding & Galvanizing 1000/33/415 CT1969 CT1971
TKFT0056 | Powder Painted Tank & Cover after Fabricating, Tank Welding & Shot Blasting for 1500/33/415 CT1945
TKFT0057 | Powder Painted Tank & Cover after Fabricating, Tank Welding & Galvanizing 100/33/415 RD1902(A) Ph1
TKFT0058 | Powder Painted Tank & Cover after Fabricating, Tank Welding & Galvanizing 160/33/415 RD1902(B) Ph1
TKFT0059 | Powder Painted Tank & Cover after Fabricating, Tank Welding & Galvanizing 250/33/415 RD1902(C) Ph1
TKFT0060 | Powder Painted Tank & Cover after Fabricating, Tank Welding & Galvanizing 400/33/415 RD1902(D) Ph1
TKFT0061 | Marine Painted Tank & Cover after Fabricating, Tank Welding & Shot Blasting for 2500/33/690 CT1908
TKFT0062 | Powder Painted Tank & Cover after Fabricating, Tank Welding & Shot Blasting for 1750/33/400 CT1927
TKFT0063 | Powder Painted Tank & Cover after Fabricating, Tank Welding & Galvanizing for 800A 30s Std ET
TKFT0064 | Powder Painted Tank & Cover after Fabricating, Tank Welding & Galvanizing for 160kVA 33kV 400V AT
TKFT0065 | Powder Painted Tank & Cover after Fabricating, Tank Welding & Shot Blasting for 1500/33/415 CT1944
TKFT0066 | Powder Painted Tank & Cover after Fabricating, Tank Welding & Shot Blasting for 2000/33/415 CT2003
TKFT0067 | Powder Painted Tank & Cover after Fabricating, Tank Welding & Shot Blasting for 630/33/400 CT1938
TKFT0068 | Powder Painted Tank & Cover after Fabricating, Tank Welding & Shot Blasting for 10/33/110 NVD
TKFT0069 | Powder Painted Tank & Cover after Fabricating, Tank Welding & Shot Blasting for 250/400/220 CT1947
TKFT0070 | Powder Painted Tank & Cover after Fabricating, Tank Welding & Shot Blasting for 630/33/415 REP190102
TKFT0071 | Powder Painted Tank & Cover after Fabricating, Tank Welding & Galvanizing 630/33/415 RD1902(E) Ph1
TKFT0072 | Powder Painted Tank & Cover after Fabricating, Tank Welding & Galvanizing 800/33/415 RD1902(F) Ph1
TKFT0073 | Powder Painted Tank & Cover after Fabricating, Tank Welding & Galvanizing 1000/33/415 RD1902(G) Ph1
TKFT0074 | Powder Painted Tank & Cover after Fabricating, Tank Welding & Shot Blasting for 2500/33/440 CT1959
TKFT0075 | Galvanized Tank & Cover after Fabricating, Tank Welding for 100/11/400 RD1906 DEWA
TKFT0077 | Powder Painted Tank & Cover after Fabricating, Tank Welding & Shot Blasting for 1500/33/11 CT1962
TKFT0078 | Powder Painted Tank & Cover after Fabricating, Tank Welding & Galvanizing for 800A 30s CT1917(A)
TKFT0079 | Powder Painted Tank & Cover after Fabricating, Tank Welding & Galvanizing for 400kVA 33kV 400V Aux:
TKFT0080 | Powder Painted Tank & Cover after Fabricating, Tank Welding & Shot Blasting for 2000/33/3.3 CT1948
TKFT0081 | Powder Painted Tank & Cover after Fabricating, Tank Welding & Shot Blasting for 250/33/400 CT1948(A)
TKFT0082 | Powder Painted Tank & Cover after Fabricating, Tank Welding & Gavanizing Standard 50/33/415 CT1968
TKFT0083 | Powder Painted Tank & Cover after Fabricating, Tank Welding & Shot Blasting for 1600/33/400 CT1966
TKFT0084 | Powder Painted Tank & Cover after Fabricating, Welding & Shot Basting for 1000/33/400 for CT1966(B)
TKFT0085 | Powder Painted Tank & Cover after Fabricating, Welding & Shot Basting for 1000/33/400 Std Solar
TKFT0086 | Powder Painted Tank & Cover after Fabricating, Tank Welding & Shot Blasting for 2000/33/415 CT1976
TKFT0087-T | Powder Painted Tank & Cover after Fabricating, Tank Welding & Galvanizing for260A 10s 33kV CT1975
TKFT0088-T | Powder Painted Tank & Cover after Fabricating, Tank Welding & Galvanizing for 400A 10s 15kV CT1975
TKFT0089 | Powder Painted Tank & Cover after Fabricating, Welding & Shot Basting for 1250/33/800 Solar CT1985
TKFT0090 | Powder Painted Tank & Cover after Fabricating, Tank Welding & Galvanizing for 200/33/400 CT1937(B)
TKFT0091 | Powder Painted Tank & Cover after Fabricating, Tank Welding & Galvanizing for 200/33/400 CT1937(C)
TKFT0092 | Powder Painted Tank & Cover after Fabricating, Tank Welding & Gavanizing for 25/33/433 REP2001
TKFT0093 | Powder Painted Tank & Cover after Fabricating, Tank Welding & Shot Blasting for 2000/33/415 CT1964
TKFT0094 | Powder Painted Tank & Cover after Fabricating, Tank Welding & Galvanizing for 800A 30s Std ET CT1929
TKFT0095 | Powder Painted Tank & Cover after Fabricating, Tank Welding & Gavanizing Special 5/33
TKFT0096 | Powder Painted Tank & Cover after Fabricating, Welding & Shot Basting for 1000/33/800 CT1978(A)Solar
TKFT0099 | Powder Painted Tank & Cover after Fabricating, Welding & Shot Basting for 1000/33/800 CT1979(A)Solar
TKFT0100 | Powder Painted Tank & Cover after Fabricating, Tank Welding & Gavanizing Standard Indoor 400/11/415
TKFT0101 | Powder Painted Tank & Cover after Fabricating, Tank Welding & Galvanizing O/D 100/33/415 Ph2
TKFT0102 | Powder Painted Tank & Cover after Fabricating, Tank Welding & Galvanizing O/D 160/33/415 Ph2
TKFT0103 | Powder Painted Tank & Cover after Fabricating, Tank Welding & Galvanizing O/D 250/33/415 Ph2
TKFT0104 | Powder Painted Tank & Cover after Fabricating, Tank Welding & Galvanizing O/D 400/33/415 Ph2
TKFT0105 | Powder Painted Tank & Cover after Fabricating, Tank Welding & Galvanizing O/D 630/33/415 Ph2
TKFT0106 | Powder Painted Tank & Cover after Fabricating, Tank Welding & Galvanizing O/D 800/33/415 Ph2
TKFT0107 | Powder Painted Tank & Cover after Fabricating, Tank Welding & Galvanizing O/D 1000/33/415 Ph2
TKFT0110 | Powder Painted Tank & Cover after Fabricating, Tank Welding & Galvanizing for CT1911 5000/33/11 Rev
TKFT0112 | Powder Painted Tank & Cover after Fabricating, Tank Welding & Gavanizing Standard O/D 100/33/415 S
TKFT0113 | Powder Painted Tank & Cover after Fabricating, Tank Welding & Gavanizing Standard O/D 950/33/1000
TKFT0114 | Powder Painted Tank Cover with Cable Boxes 2500/6/420
TKFT0115 | Powder Painted Tank Cover with Cable Boxes 3000/6.3/400
TKFT0121 | Powder Painted Tank & Cover after Fabricating, Tank Welding & Gavanizing Standard O/D 50/33/415
TKFT0122 | Powder Painted Tank & Cover after Fabricating, Tank Welding & Shot Blasting for 2500/33/440 CT1988
TKFT0123 | Powder Painted Tank & Cover after Fabricating, Tank Welding & Gavanizing Standard 160/33/415 RD2001
TKFT0124 | Powder Painted Tank & Cover after Fabricating, Tank Welding & Galvanizing for 1000/33/415 CT2005
TKFT0125 | Powder Painted Tank & Cover after Fabricating, Tank Welding & Shot Blasting for 2500/33/690 CT1984
TKFT0126 | Powder Painted Tank & Cover after Fabricating, Welding & Shot Basting for 1000/33/400 CT1984(B)Solar
TKFT0127 | Powder Painted Tank & Cover after Fabricating, Welding & Shot Basting for 630/33/400 CT1984(A)
TKFT0128 | Powder Painted Tank & Cover after Fabricating, Tank Welding & Galvanizing for 800A 30s Std ET CT1931
TKFT0129 | Powder Painted Tank & Cover after Fabricating, Tank Welding & Galvanizing for 160kVA 33kV 400V Aux
TKFT0222 | Powder Painted Tank & Cover after Shot Blasting 400/33/415 Ph2 Indoor
TKFT0242 | Powder Painted Tank & Cover after Fabricating, Tank Welding & Galvanizing 800/33/400
TKFT0332 | Powder Painted Tank & Cover after Fabricating, Tank Welding & Shot Blasting for 10/33/110 CT1847
TKFT0348 | Powder Painted Tank & Cover after Fabricating, Welding & Shot Basting for 630/33/400 CT2008
TKFT0382 | Powder Painted Tank & Cover after Fabricating, Welding & Shot Basting for 2000/3.3/415 CT2035
TKFT0386 | Powder Painted Tank & Cover after Fabricating, Tank Welding & Galvanizing for 800A 30s Std ET CT1936
TKFT0452 | Powder Painted Tank & Cover for 1000/11/400 CT2052
TKFT0569 | Powder Painted Tank & Cover after Fabricating, Tank Welding & Shot Blasting for 2000/33/415 CT2006
TKFT0572 | Powder Painted Tank & Cover after Fabricating, Tank Welding & Shot Blasting for 2000/33/400 CT2007
TKFT0574 | Powder Painted Tank & Cover after Fabricating, Tank Welding & Shot Blasting for 1600/33/415 CT2009
TKFT0576 | Powder Painted Tank & Cover after Fabricating, Tank Welding & Shot Blasting for 1000/33/415 CT2013
TKFT0577 | Powder Painted Tank & Cover after Fabricating, Tank Welding & Galvanizing for 1250/33/400 CT2015
TKFT0578 | Powder Painted Tank & Cover after Fabricating, Tank Welding & Galvanizing for 3500kVA CT2017
TKFT0580 | Powder Painted Tank & Cover after Fabricating,Tank Welding & Galvanizing 100/11/415 Ph2
TKFT0581 | Powder Painted Tank & Cover after Fabricating,Tank Welding & Galvanizing 160/11/415 Ph2
TKFT0582 | Powder Painted Tank & Cover after Fabricating,Tank Welding & Galvanizing 250/11/415 Ph2
TKFT0583 | Powder Painted Tank & Cover after Fabricating,Tank Welding & Galvanizing 400/11/415 Ph2
TKFT0584 | Powder Painted Tank & Cover after Fabricating,Tank Welding & Galvanizing 630/11/415 Ph2
TKFT0586 | Powder Painted Tank & Cover after Fabricating,Tank Welding & Galvanizing 1000/11/415 Ph2
TKFT0587 | Powder Painted Tank & Cover after Fabricating,Tank Welding & Gavanizing Standard I/D 100/11/415
TKFT0588 | Powder Painted Tank & Cover after Fabricating,Tank Welding & Gavanizing Standard I/D 160/11/415
TKFT0589 | Powder Painted Tank & Cover after Fabricating,Tank Welding & Gavanizing Standard I/D 250/11/415
TKFT0590 | Powder Painted Tank & Cover after Fabricating,Tank Welding & Gavanizing Standard I/D 400/11/415
TKFT0591 | Powder Painted Tank & Cover after Fabricating,Tank Welding & Gavanizing Standard I/D 630/11/415
TKFT0592 | Powder Painted Tank & Cover after Fabricating,Tank Welding & Gavanizing Standard I/D 800/11/415
TKFT0593 | Powder Painted Tank & Cover after Fabricating,Tank Welding & Gavanizing Standard I/D 1000/11/415
TKFT0595 | Powder Painted Tank & Cover 1250/33/400 EU
TKFT0596 | Powder Painted Tank & Cover 1600/33/400 EU
TKFT0597 | Powder Painted Tank & Cover 2000/33/400 EU
TKFT0598 | Powder Painted Tank & Cover 2500/33/400 EU
TKFT0600 | Powder Painted Tank & Cover 1000/33/415 EU
TKFT0601 | Powder Painted Tank & Cover 1250/33/415 EU
TKFT0602 | Powder Painted Tank & Cover 1600/33/415 EU
TKFT0604 | Powder Painted Tank & Cover 2500/33/415 EU
TKFT0605 | Powder Painted Tank & Cover 3150/33/400,415,690 & 800 2500/33/690 EU
TKFT0613 | Powder Painted Tank & Cover 1250/33/800 EU
TKFT0620 | Powder Painted Tank & Cover after Fabricating,Tank Welding & Gavanizing Standard 75/33/400
TKFT0621 | Powder Painted Tank & Cover for 200/11/400 CT2031
TKFT0623 | Powder Painted Tank & Cover after Fabricating, Tank Welding & Shot Blasting for 1250kVA RD2006
TKFT0627 | Powder Painted Tank & Cover for 5MVA 33/11kV
TKFT0679 | Powder Painted Tank & Cover for 1600/11/400 Ynd11 I/D CT2099
TKFT0680 | Powder Painted Tank & Cover 1500/11/400 EU
TKFT0685 | Powder Painted Tank & Cover for 2000/3.3/440 CT2057
TKFT0687 | Powder Painted Tank & Cover O/D 160/33/415 RD2009
TKFT0717 | Powder Painted Tank & Cover 1000/33/400 AEU
TKFT0720 | Powder Painted Tank & Cover 2000/33/400 AEU
TKFT0735 | Powder Painted Tank & Cover 1000/33/690 AEU
TKFT0736 | Powder Painted Tank & Cover 1250/33/690 AEU
TKFT0742 | Powder Painted Tank & Cover 1250/33/800 AEU
TKFT0813 | Powder Painted Tank & Cover 1000/11/415 EU
TKFT0816 | Powder Painted Tank & Cover 2000/11/415 EU
TKFT0884 | Powder Painted Tank & Cover 3150/33/3300 EU
TKFT0888 | Powder Painted Tank & Cover 2000/33/6300 EU
TKFT0890 | Powder Painted Tank & Cover 3150/33/6300 EU
TKFT1063 | Powder Painted Tank & Cover after Shot Blasting O/D 630/33/400 EU
TKFT1065 | Powder Painted Tank & Cover after Galvanizing O/D 100/33/415 EU
TKFT1066 | Powder Painted Tank & Cover after Galvanizing O/D 160/33/415 EU
TKFT1067 | Powder Painted Tank & Cover after Galvanizing O/D 250/33/415 EU
TKFT1068 | Powder Painted Tank & Cover after Galvanizing O/D 400/33/415 EU
TKFT1069 | Powder Painted Tank & Cover after Galvanizing O/D 630/33/415 EU
TKFT1070 | Powder Painted Tank & Cover after Galvanizing O/D 800/33/415 EU
TKFT1101 | Powder Painted Tank & Cover after Fabricating,Tank Welding & Galvanizing 100/11/415 EU
TKFT1102 | Powder Painted Tank & Cover after Fabricating,Tank Welding & Galvanizing 160/11/415 EU
TKFT1103 | Powder Painted Tank & Cover after Fabricating,Tank Welding & Galvanizing 250/11/415 EU
TKFT1104 | Powder Painted Tank & Cover after Fabricating,Tank Welding & Galvanizing 400/11/415 EU
TKFT1105 | Powder Painted Tank & Cover after Fabricating,Tank Welding & Galvanizing 630/11/415 EU
TKFT1106 | Powder Painted Tank & Cover after Fabricating,Tank Welding & Gavanizing 800/11/415 EU
TKFT1107 | Powder Painted Tank & Cover after Fabricating, Tank Welding & Shot Blasting for 1600/11/400 EU Loss
TKFT1131 | Powder Painted Tank & Cover Standard 4000/33/690 EU Loss Design
TKFT1133 | Powder Painted Tank 1250/33/415 EU Design with OLTC
TKFT1137 | Powder Painted Tank & Cover after Galvanizing O/D 630/33/433
TKFT1138 | Powder Painted Tank & Cover after Fabricating,Tank Welding & Galvanizing Standard 1000/33/415 CT2154
TKFT2000 | Powder Painted Tank & Cover after Fabricating,Tank Welding & Galvanizing Standard 1000/33/415 EU
TLAR0001 | Impact Wrentch 1/2 Air Driven
TLAR0004 | Torque Wrench - Pneumatic (Pulse Nutsetter)
TLAR0005 | Pneumatic Steel Strapping Tool A483 13.4750 FROMM
TLAR0008 | Pneumatic Steel Strapping Tool PRHR 114 Signode
TLAR0009 | Pneumatic Steel Strapping Tool PRHR 34 Signode
TLEL0001 | Crimping Tool KH 22
TLEL0002 | Cordless Hand Drill
TLEL0003 | Angle Grinder 4"
TLEL0008 | Crimping Tool -Battery
TLEL0009 | Tool Crimping Pliers Cu Lug 0.5 - 10mm2
TLEL0012 | Cable Cutter 200 mm Dipped
TLEL0016 | Jig Saw Machine
TLEL0018 | Enameled Wire Stripper DCF4 AR4401
TLEL0026 | Crimping Pliers for Non-Insulated Open Terminals 0 -8 mm2
TLEL0027 | Hand Grinder
TLEL0031 | Torque Wrench - Battery Operated
TLEL0036 | Cordless Screwdriver
TLEL0038 | Strapping Tool Battery Operated - Cyklop
TLEL0040 | Enameled Wire Stripper DCF1 AR4500
TLEL0041 | Battery Powered Bending Tool EGPP
TLEL0042 | Battery Powered Hydraulic Press for Tap Changers - Solid Wire 3mm EPPD_3
TLEL0043 | Battery Powered Hydraulic Press for Tap Changers - Solid Wire 5mm EPPD_5
TLHD0001 | Hydraulic Jack 3 Ton
TLMN0001 | Plastic Hand Pump Small
TLMN0002 | Allen Key Set
TLMN0003 | Paint Spray Gun
TLMN0005 | Pipe Wrench 18"
TLMN0006 | Tap Set 1" BSP HSS
TLMN0007 | Tap Set M12 x 1.75
TLMN0009 | Combined Spanner 10"
TLMN0010 | Box Socket 10mm
TLMN0011 | Ratchet Wrench 16mm
TLMN0012 | Combined Spanner 17"
TLMN0013 | Combined Spanner 19"
TLMN0015 | Locking Plier 10''
TLMN0017 | Heavy Duty Scissor
TLMN0018 | Hacksaw Frame
TLMN0019 | Double open spanner 17-19mm
TLMN0022 | Ratchet Wrench 8mm
TLMN0023 | Claw Hammer
TLMN0025 | Combined Spanner 18"
TLMN0026 | Rubber Hammer - 64mm
TLMN0027 | Mesuring Tape 3mtr
TLMN0028 | Mesuring Tape 5Mtr
TLMN0029 | Paint Brush 1 1/2"
TLMN0030 | Paint brush 1"
TLMN0031 | Paint Brush 2"
TLMN0032 | Paint Brush 1/2"
TLMN0035 | File Half Round
TLMN0036 | Pop Rivet Gun
TLMN0037 | G Clamp 12"
TLMN0038 | Bolt Tightening Wrench Non Standard - M10
TLMN0039 | File Round
TLMN0040 | Double Open Spanner 16-17mm
TLMN0042 | Torque Wrench BAR 50 (NO BAR)
TLMN0044 | Triangular File
TLMN0046 | Silicon Gun
TLMN0052 | Try Square 12"
TLMN0053 | Try Square 6"
TLMN0058 | Cable Stripping Tool
TLMN0059 | Screw Driver Screw Type
TLMN0060 | Philips Screw Driver (Stanly)
TLMN0063 | Shim Gauge 0.010mm
TLMN0065 | Spanner (Wrench Type) 10mm
TLMN0066 | Spanner (Wrench Type) 13mm
TLMN0067 | Spanner (Wrench Type) 17mm
TLMN0068 | Spanner (Wrench Type) 19mm
TLMN0069 | Box Socket 13mm
TLMN0070 | Box Socket 17mm
TLMN0071 | Box Socket 18mm
TLMN0072 | Tap Handle (Small) Indian Brand
TLMN0077 | Adjustable Spanner - 70mm
TLMN0081 | Box Socket 19mm
TLMN0082 | Screw Drive Flat Type
TLMN0083 | Philips Screw Drive 2" 1/2'
TLMN0084 | Gas Cutter Oxygen/Aceytene
TLMN0087 | Torch Rechargable
TLMN0088 | Ratchet Handle Drive 1/2"
TLMN0089 | Ratchet Handle Drive 3/4"
TLMN0090 | Wrench Pipe 24"
TLMN0091 | Ratchet Wrench 17mm
TLMN0092 | Ratchet Handle
TLMN0093 | Plastic Hand Pump Large
TLMN0094 | Box Socket 8mm
TLMN0095 | Box Socket 11mm
TLMN0096 | Box Socket 12mm
TLMN0097 | Box Socket 14mm
TLMN0098 | Box Socket 15mm
TLMN0099 | Box Socket 16mm
TLMN0100 | Box Socket 19mm
TLMN0101 | Box Socket 20mm
TLMN0103 | Combination Plier 8''
TLMN0104 | Gilbow Scissor G 245 12"
TLMN0106 | Paint Roller Brush 4" without Handle
TLMN0107 | Ratchet Wrench 19mm
TLMN0108 | Adjustable Spanner 15"
TLMN0110 | Ratchet Wrench 13mm
TLMN0111 | Spanner (Wrench Type) 30mm
TLMN0114 | Micro Meter
TLMN0117 | Double Open Spanner 18-19mm
TLMN0118 | Double open spanner 12-13mm
TLMN0120 | Double open spanner 6-7mm
TLMN0121 | Double Open Spanner 22-24mm
TLMN0122 | Double Open Spanner 30-32mm
TLMN0123 | Double Open Spanner 34-36mm
TLMN0125 | Ball Hammer
TLMN0127 | Hand Saw
TLMN0129 | Rubber Hammer - 90mm
TLMN0132 | Tool Box with 91 tools
TLMN0133 | Tap Set M16 x 2
TLMN0134 | Tap Set M18 x 2.5
TLMN0135 | Tap Set M20 x 2.5
TLMN0136 | Torque Wrench with Reversibe Ratchet
TLMN0138 | Ratchet Wrench 10mm
TLMN0139 | Mesuring Tape Stanly 10Mtr
TLMN0140 | Mesuring Tape Stanly 20Mtr
TLMN0144 | Baby Hacksaw
TLMN0146 | Cutting Plier
TLMN0147 | Hand Drill with Hammer Function
TLMN0164 | G Clamp 10"
TLMN0165 | Engine Hoist - 2 Tons & 4 Wheels
TLMN0166 | Door Closer
TLMN0167 | Gas Horse 3Mtr - Blue & Red
TLMN0168 | Tapping Tool M24
TLMN0169 | Lever Bar Clamps 250mm
TLMN0170 | G Clamp 4"
TLMN0171 | Heavy Duty Crocodile Clip
TLMN0172 | Hacksaw Blade HS- Eclipse
TLMN0173 | Baby Hacksaw Blade
TLMN0174 | Torque Wrench TW-350N 645mm
TLMN0175 | Air Ratchet IR 1099XPA
TLMN0176 | ER20 Collet -6mm
TLMN0177 | ER20 Collet -8mm
TLMN0178 | Baby Hacksaw Frame
TLMN0179 | Torque Wrench Norbar 40-200 NM
TLMN0180 | Torque Wrench with Rectangular Intake
TLMN0182 | Open End Spanner Insert Tool 17mm
TLMN0183 | Open End Spanner Insert Tool 19mm
TLMN0184 | G Clamp 9"
TLMN0187 | Ratchet Wrench 32mm
TLMN0188 | Ratchet Wrench 27mm
TLMN0189 | G Clamp 6"
TLMN0190 | Bench Vice 4''
TLMN0191 | Pry Bar Tool -36 Inch
TLMN0192 | Pry Bar Tool -24 Inch
TLMN0193 | Bolt Cutter 36 Inch
TLMN0194 | Tinman's Shear - 12 Inch
TLMN0195 | Torque Handle (Interchangeable) 20 - 110Nm 9 x 12mm
TLMN0196 | Torque Handle (Interchangeable) 40 - 210Nm -14 x 18mm
TLMN0197 | Torque Handle Fittings, Open Ended Head - 24mm
TLMN0198 | Torque Handle Fittings, Open Ended Head - 22mm
TLMN0199 | Digital Vernier Caliper 24'' (600mm) with Deep Jaw 300mm
TLMN0200 | Digital Vernier Caliper 16'' (400mm) with Deep Jaw 200mm
TLMN0201 | Double Open Spanner 13 - 14mm
TLMN0202 | Box Socket 24mm
TLMN0203 | Copper Wire Cutter-10''
TLMN0205 | Mig Nozzle
TLMN0206 | Baby Roller Brush - Without Handle
TLTS0006 | Earth Leakage Relay 240A
TLTS0015 | Digital Multi Meter
TLTS0017 | Digital Thermo Hygrometer
TLTS0026 | Transformer Tester (Resistance & Ratio Tester)
TLTS0028 | Double Insulated Test Leads with Clip Designed for 15kV Creepage Paths, Supplied in a Rucksack
TLTS0029 | Gas Injection Test Kit for EE Series Buchholz Relays
TLTS0030 | Insulation Testor MIT2500 - LG1 (2.5kV)
TLTS0032 | Phase Sequence Tester (SONEL-TKF-12)
TLTS0033 | Insulation Diagnostic Analyzer
TLTS0034 | AC Current Transducer
TLTS0035 | Single Phase Current Transducer
TLTS0036 | High Voltage Vacuum Contactor 100A 4P 3kV
TLTS0039 | Data Logger - Multi Channel
TLTS0040 | PosiTest AT-A Automatic ATA20
TLTS0041 | Fixed Contacts Removal Tool for ASP HM Tap Changers
TMAS0001 | Timber Packet for 5/33 Assembly
TMAS0002 | Timber Packet for 5/11 Assembly
TMAS0003 | Timber Packet for 630/11/415 Assembly with Non Moving Foil
TMAS0026 | Timber Packet for 160/33/400 Assembly Standard AT
TMAS0027 | Timber Packet for 800A 30s Assembly Standard ET
TMAS0034 | Timber Packet for 100/33/415 Assembly New Design Ph1
TMAS0056 | Timber Packet for 250/33/415 Assembly New Design Ph1
TMAS0093 | Timber Packet for 950/33/1000 Assembly
TMAS0102 | Timber Packet for 10/33/110 STD NVD TF
TMAS0134 | Timber Packet for 2000/33/11
TMAS0242 | Timber Packet for 800/33/400 Assembly
TMAS0382 | Timber Packet for 2000/3.3/415 Assembly Yd1
TMAS0452 | Timber Packet for 1000/11/400 Assembly
TMAS0508 | Timber Packet for 160/33/415 Assembly New Design Ph1
TMAS0509 | Timber Packet for 400/33/415 Assembly New Design Ph1
TMAS0510 | Timber Packet for 630/33/415 Assembly New Design Ph1
TMAS0511 | Timber Packet for 800/33/415 Assembly New Design Ph1
TMAS0512 | Timber Packet for 1000/33/415 Assembly New Design Ph1
TMAS0531 | Timber Packet for 100/33/415 Assembly New Design Ph2
TMAS0532 | Timber Packet for 160/33/415 Assembly New Design Ph2
TMAS0533 | Timber Packet for 250/33/415 Assembly New Design Ph2
TMAS0534 | Timber Packet for 400/33/415 Assembly New Design Ph2
TMAS0535 | Timber Packet for 630/33/415 Assembly New Design Ph2
TMAS0536 | Timber Packet for 800/33/415 Assembly New Design Ph2
TMAS0537 | Timber Packet for 1000/33/415 Assembly New Design Ph2
TMAS0551 | Timber Packet for 160/33/410 Assembly CT1974
TMAS0567 | Timber Packet for 400A 10s 15kV CT1975(A) Assembly
TMAS0568 | Timber Packet for 260A 10s 15kV CT1975(B) Assembly
TMAS0569 | Timber Packet for 2000/33/415 Assembly CT2006
TMAS0572 | Timber Packet for 2000/33/400 Assembly CT2007
TMAS0574 | Timber Packet for 1600/33/415 Assembly CT2009
TMAS0578 | Timber Packet for Assembly 3500/2500/1000kVA , 6000V/420V/420V, ONAN , Three winding transformer
TMAS0580 | Timber Packet for 100/11/415 Assembly New Design Ph2
TMAS0581 | Timber Packet for 160/11/415 Assembly New Design Ph2
TMAS0582 | Timber Packet for 250/11/415 Assembly New Design Ph2
TMAS0583 | Timber Packet for 400/11/415 Assembly New Design Ph2
TMAS0584 | Timber Packet for 630/11/415 Assembly New Design Ph2
TMAS0585 | Timber Packet for 800/11/415 Assembly New Design Ph2
TMAS0586 | Timber Packet for 1000/11/415 Assembly New Design Ph2
TMAS0594 | Timber Packet for 1000/33/400 Assembly EU Loss Design
TMAS0595 | Timber Packet for 1250/33/400 Assembly
TMAS0596 | Timber Packet for 1600/33/400 Assembly EU Loss Design
TMAS0597 | Timber Packet for 2000/33/400 Assembly EU Loss Design
TMAS0598 | Timber Packet for 2500/33/400 Assembly EU Loss Design
TMAS0600 | Timber Packet for 1000/33/415 Assembly EU Loss Design
TMAS0601 | Timber Packet for 1250/33/415 Assembly EU Loss Design
TMAS0602 | Timber Packet for 1600/33/415 Assembly EU Loss Design
TMAS0603 | Timber Packet for 2000/33/415 Assembly EU Loss Design
TMAS0604 | Timber Packet for 2500/33/415 Assembly EU Loss Design
TMAS0605 | Timber Packet for 3150/33/415 Assembly EU Loss Design
TMAS0606 | Timber Packet for 1000/33/690 Assembly EU Loss Design
TMAS0610 | Timber Packet for 2500/33/690 Assembly EU Loss Design
TMAS0612 | Timber Packet for 1000/33/800 Assembly EU Loss Design
TMAS0613 | Timber Packet for 1250/33/800 Assembly EU Loss Design
TMAS0620 | Timber Packet for 75/33/400 Assembly for CT2020
TMAS0621 | Timber Packet for 200/11/400 Assembly for CT2031
TMAS0623 | Timber Packet for Assembly 1250kVA, 400V/800V, ONAN , Three winding transformer
TMAS0679 | Timber Packet for 1600/11/400 Assembly Ynd11 I/D CT2099
TMAS0680 | Timber Packet for 1500/11/400 Assembly EU Loss Design
TMAS0685 | Timber Packet for 2000/3.3/440 Assembly CT2057
TMAS0687 | Timber Packet for 160/33/415 Assembly RD2009
TMAS0694 | Timber Packet for 10/33/64 Special Assembly
TMAS0698 | Timber Packet for 5MVA 33/11kV Assembly
TMAS0717 | Timber Packet for 1000/33/400 Assembly EU Loss Design - AL Winding
TMAS0718 | Timber Packet for 1250/33/400 Assembly EU Loss Design - AL Winding
TMAS0720 | Timber Packet for 2000/33/400 Assembly EU Loss Design - AL Winding
TMAS0735 | Timber Packet for 1000/33/690 Assembly EU Loss Design - AL Winding
TMAS0736 | Timber Packet for 1250/33/690 Assembly EU Loss Design - AL Winding
TMAS0742 | Timber Packet for 1250/33/800 Assembly EU Loss Design - AL Winding
TMAS0813 | Timber Packet for 1000/11/415 Assembly EU Loss Design
TMAS0816 | Timber Packet for 2000/11/415 Assembly EU Loss Design
TMAS0884 | Timber Packet for 3150/33/3300 Assembly EU Loss Design
TMAS0888 | Timber Packet for 2000/33/6300 Assembly EU Loss Design
TMAS0890 | Timber Packet for 3150/33/6300 Assembly EU Loss Design
TMAS1062 | Timber Packet Assembly for 400/33/400 EU Loss Design
TMAS1063 | Timber Packet Assembly for 630/33/400 EU Loss Design
TMAS1065 | Timber Packet Assembly for 100/33/415 EU Loss Design
TMAS1066 | Timber Packet Assembly for 160/33/415 EU Loss Design
TMAS1067 | Timber Packet Assembly for 250/33/415 EU Loss Design
TMAS1068 | Timber Packet Assembly for 400/33/415 EU Loss Design
TMAS1069 | Timber Packet Assembly for 630/33/415 EU Loss Design
TMAS1070 | Timber Packet Assembly for 800/33/415 EU Loss Design
TMAS1101 | Timber Packet Assembly for 100/11/415 EU Loss Design
TMAS1102 | Timber Packet Assembly for 160/11/415 EU Loss Design
TMAS1103 | Timber Packet Assembly for 250/11/415 EU Loss Design
TMAS1104 | Timber Packet Assembly for 400/11/415 EU Loss Design
TMAS1105 | Timber Packet Assembly for 630/11/415 EU Loss Design
TMAS1106 | Timber Packet Assembly for 800/11/415 EU Loss Design
TMAS1107 | Timber Packet for 1600/11/400 Assembly TU Loss Design
TMAS1131 | Timber Packet for 4000/33/690 Assembly EU Loss Design
TMAS1133 | Timber Packet for 1250/33/415 Assembly EU Loss Design
TMAS1135 | Timber Packet for 160/11/415 LV for Exhibit Tf
TMAS1137 | Timber Packet Assembly for 630/33/433
TMAS2000 | Timber Packet for 1000/33/415 Assembly EU Loss Design
TMBC0002 | Timber Packet for 5/11 Built Core
TMBC0003 | Timber Packet for 630/11/415 Built Core with Non Moving Foil
TMBC0027 | Timber Packet for 800A 30s Built Core Standard ET
TMBC0034 | Timber Packet for 100/33/415 Built Core New Design Ph1
TMBC0056 | Timber Packet for 250/33/415 Built Core New Design Ph1
TMBC0093 | Timber Packet for 950/33/1000 Core building
TMBC0102 | Timber Packet for 10/33/110 STD NVD TF
TMBC0134 | Timber Packet for 2000/33/11
TMBC0242 | Timber Packet for 800/33/400 Built Core
TMBC0382 | Timber Packet for 2000/3.3/415 Built Core Yd1
TMBC0452 | Timber Packet for 1000/11/400 Built Core
TMBC0508 | Timber Packet for 160/33/415 Built Core New Design Ph1
TMBC0509 | Timber Packet for 400/33/415 Built Core New Design Ph1
TMBC0510 | Timber Packet for 630/33/415 Built Core New Design Ph1
TMBC0511 | Timber Packet for 800/33/415 Built Core New Design Ph1
TMBC0512 | Timber Packet for 1000/33/415 Built Core New Design Ph1
TMBC0531 | Timber Packet for 100/33/415 Built Core New Design Ph2
TMBC0532 | Timber Packet for 160/33/415 Built Core New Design Ph2
TMBC0533 | Timber Packet for 250/33/415 Built Core New Design Ph2
TMBC0534 | Timber Packet for 400/33/415 Built Core New Design Ph2
TMBC0535 | Timber Packet for 630/33/415 Built Core New Design Ph2
TMBC0536 | Timber Packet for 800/33/415 Built Core New Design Ph2
TMBC0537 | Timber Packet for 1000/33/415 Built Core New Design Ph2
TMBC0551 | Timber Packet for 160/33/410 Built Core CT1974
TMBC0567 | Timber Packet for 400A 10s 15kV CT1975(A) Built Core
TMBC0568 | Timber Packet for 260A 10s 15kV CT1975(B) Built Core
TMBC0569 | Timber Packet for 2000/33/415 Built Core CT2006
TMBC0572 | Timber Packet for 2000/33/400 Built Core CT2007
TMBC0574 | Timber Packet for 1600/33/415 Built Core CT2009
TMBC0578 | Timber Packet for Built Core 3500/2500/1000kVA , 6000V/420V/420V, ONAN , Three winding transformer
TMBC0580 | Timber Packet for 100/11/415 Built Core New Design Ph2
TMBC0581 | Timber Packet for 160/11/415 Built Core New Design Ph2
TMBC0582 | Timber Packet for 250/11/415 Built Core New Design Ph2
TMBC0583 | Timber Packet for 400/11/415 Built Core New Design Ph2
TMBC0584 | Timber Packet for 630/11/415 Built Core New Design Ph2
TMBC0585 | Timber Packet for 800/11/415 Built Core New Design Ph2
TMBC0586 | Timber Packet for 1000/11/415 Built Core New Design Ph2
TMBC0594 | Timber Packet for 1000/33/400 Built Core EU Loss Design
TMBC0595 | Timber Packet for 1250/33/400 Built Core
TMBC0596 | Timber Packet for 1600/33/400 Built Core EU Loss Design
TMBC0597 | Timber Packet for 2000/33/400 Built Core EU Loss Design
TMBC0598 | Timber Packet for 2500/33/400 Built Core EU Loss Design
TMBC0600 | Timber Packet for 1000/33/415 Built Core EU Loss Design
TMBC0601 | Timber Packet for 1250/33/415 Built Core EU Loss Design
TMBC0602 | Timber Packet for 1600/33/415 Built Core EU Loss Design
TMBC0603 | Timber Packet for 2000/33/415 Built Core EU Loss Design
TMBC0604 | Timber Packet for 2500/33/415 Built Core EU Loss Design
TMBC0605 | Timber Packet for 3150/33/415 Built Core EU Loss Design
TMBC0606 | Timber Packet for 1000/33/690 Built Core EU Loss Design
TMBC0607 | Timber Packet for 1250/33/690 Built Core EU Loss Design
TMBC0610 | Timber Packet for 2500/33/690 Built Core EU Loss Design
TMBC0612 | Timber Packet for 1000/33/800 Built Core EU Loss Design
TMBC0620 | Timber Packet for 75/33/400 Built Core for CT2020
TMBC0621 | Timber Packet for 200/11/400 Built Core for CT2031
TMBC0623 | Timber Packet for Built Core 1250kVA, 400V/800V, ONAN , Three winding transformer
TMBC0679 | Timber Packet for 1600/11/400 Built Core Ynd11 I/D CT2099
TMBC0680 | Timber Packet for 1500/11/400 Built Core EU Loss Design
TMBC0685 | Timber Packet for 2000/3.3/440 Built Core CT2057
TMBC0687 | Timber Packet for 160/33/415 Built Core RD2009
TMBC0694 | Timber Packet for 10/33/64 Special Built Core
TMBC0698 | Timber Packet for 5MVA 33/11kV Built Core
TMBC0717 | Timber Packet for 1000/33/400 Built Core EU Loss Design - AL Winding
TMBC0718 | Timber Packet for 1250/33/400 Built Core EU Loss Design - AL Winding
TMBC0720 | Timber Packet for 2000/33/400 Built Core EU Loss Design - AL Winding
TMBC0735 | Timber Packet for 1000/33/690 Built Core EU Loss Design - AL Winding
TMBC0736 | Timber Packet for 1250/33/690 Built Core EU Loss Design - AL Winding
TMBC0742 | Timber Packet for 1250/33/800 Built Core EU Loss Design - AL Winding
TMBC0816 | Timber Packet for 2000/11/415 Built Core EU Loss Design
TMBC0884 | Timber Packet for 3150/33/3300 Built Core EU Loss Design
TMBC0888 | Timber Packet for 2000/33/6300 Built Core EU Loss Design
TMBC0890 | Timber Packet for 3150/33/6300 Built Core EU Loss Design
TMBC1062 | Timber Packet Built Core for 400/33/400 EU Loss Design
TMBC1066 | Timber Packet Built Core for 160/33/415 EU Loss Design
TMBC1068 | Timber Packet Built Core for 400/33/415 EU Loss Design
TMBC1107 | Timber Packet for 1600/11/400 Built Core TU Loss Design
TMBC1131 | Timber Packet for 4000/33/690 Built Core EU Loss Design
TMBC1133 | Timber Packet for 1250/33/415 Built Core EU Loss Design
TMBC1135 | Timber Packet for 160/11/415 LV for Exhibit Tf
TMBC1137 | Timber Packet Built Core for 630/33/433
TMCC0001 | Timber Cross Cut 884x77.5x50mm 625/33/400 for CT1733
TMCC0006 | Timber Cross Cut 50x78x928mm for 630/33 Standard Production
TMCC0007 | Timber Cross Cut 50x78x914mm for 800/33 Standard Production
TMCC0008 | Timber Cross Cut 70x40x710mm
TMCC0009 | Timber Cross Cut 72.5x40x774mm for 630/11 Standard Production
TMCC0010 | Timber Cross Cut 50x78x842mm for 800/11 Standard Production
TMCC0011 | Timber Cross Cut 50x93x840mm 1000/11 for Standard Production
TMCC0013 | Timber Cross Cut 40x70x728mm for 250/33 Standard Production
TMCC0014 | Timber Cross Cut 30x61.5x576mm for 160/11 Standard Production
TMCC0015 | Timber Cross Cut 67x40x656mm for 250/11 Standard Production
TMCC0016 | Timber Cross Cut 30x64x668mm for 160/33 Standard Production
TMCC0017 | Timber Cross Cut 30x58.5x588mm for 100/33 Standard Production
TMCC0019 | Timber Cross Cut 40x72.5x754mm for 400/11 Standard Production
TMCC0020 | Timber Cross Cut 30x59x526mm for 100/11 Standard Production
TMCC0022 | Timber Cross Cut 30x59x602mm for 100/33 CT1714
TMCC0023 | Timber Cross Cut 20x59x578mm
TMCC0025 | Timber Cross Cut 696x30x37mm
TMCC0027 | Timber Cross Cut 40x70x786mm
TMCC0033 | Timber Cross Cut 1120x60x107mm 1500/33 STD
TMCC0035 | Timber Cross Cut 50x93x924mm for 1000/33 Standard Production
TMCC0037 | Timber Cross Cut 50x78x840mm for 400/33 Standard Production
TMCC0038 | Timber Cross Cut 60x112x1198mm for 2000/33/415 CT1827
TMCC0049 | Timber Cross Cut 30x48x1125mm 800A 30s for CT-1658
TMCC0058 | Timber Cross Cut 50x93x906mm 1000/33/400 for CT1860
TMCC0068 | Timber Cross Cut 30x56x562 75/33/400 for CT1704
TMCC0070 | Timber Cross Cut 50x77.5x864 CT1748
TMCC0076 | Timber Cross Cut 50x95x930 1250/11/415 for CT1906
TMCC0084 | Timber Cross Cut 50x75x868mm 800/33/400 for CT1749
TMCC0097 | Timber Cross Cut 30x48x1140 mm 800/33/30s for CT1809
TMCC0103 | Timber Cross Cut 60x107x1098mm for 1500/33/400 CT1845
TMCC0104 | Timber Cross Cut 60x117.5x1214mm for 1000/33/480 CT1844
TMCC0106 | Timber Cross Cut 40x142x1136mm for 2000/33/400 CT1857
TMCC0107 | Timber Cross Cut 40x126.5x1136mm for 2000/33/400 CT1857
TMCC0108 | Timber Cross Cut 60x106.5x1064mm for 1500/11/415 CT1855
TMCC0109 | Timber Cross Cut 50x78x866mm for 400/33/400 CT1905
TMCC0110 | Timber Cross Cut 50x95x864mm for 630/11/400 CT1907
TMCC0111 | Timber Cross Cut 50 x 95 x 872mm for 630/11/400 CT1907
TMCC0112 | Timber Cross Cut 50x100x1004mm for 1000/33/400 CT1923 & CT1926
TMCC0113 | Timber Cross Cut 50 x 101 x 1022mm for 1250/33/415 CT1914
TMCC0114 | Timber Cross Cut 60x112x1198mm for 2000/33/415 CT1921
TMCC0115 | Timber Cross Cut 50x78x898mm for 800/33/400 CT1910
TMCH0001 | Timber Channel 90x25x943mm
TMCH0002 | Timber Channel 40x120x1306mm for 1000/33/415 Standard Production
TMCH0004 | Timber Channel 25x110x1024mm for 250/33 Standard Production
TMCH0005 | Timber Channel 25x85x816mm for 160/11 Standard Production
TMCH0006 | Timber Channel 95x25x920mm for 250/11 Standard Production
TMCH0007 | Timber Channel 25x130x1162mm for 400/33 Standard Production
TMCH0009 | Timber Channel 25x80x850mm for 100/33 Standard Production
TMCH0010 | Timber Channel 110x25x1086mm for 630/11 Standard Production
TMCH0011 | Timber Channel 40x120x1306mm for 1000/11/415 Standard Production
TMCH0012 | Timber Channel 40X150X1519mm
TMCH0013 | Timber Channel 25x100x935mm for 160/33 Standard Production
TMCH0017 | Timber Channel 25x120x1286mm for 800/33/11 Standard Production
TMCH0019 | Timber Channel 25x75x740mm for 100/11 Standard Production
TMCH0031 | Timber Channel 25x120x1311mm for 630/33 Standard Production
TMCH0036 | Timber Channel 25x63x1675mm 800A 30s for CT-1658
TMCH0038 | Timber Channel 40x120x1306mm 1000/33/400 for CT1860
TMCH0042 | Timber Channel 25x70x886mm 75/33/400 for CT1704
TMCH0044 | Timber Channel 25x110x1311mm for CT1748
TMCH0047 | Timber Channel 25x130x1163mm for 400/33/400 CT1905
TMCH0051 | Timber Channel 25x110x1286mm 800/33/400 for CT1817
TMCH0053 | Timber Channel 25x70x850mm for 50/400/220 CT1930
TMCH0058 | Timber Channel 30x33.5x548mm 100/11/433 for CT1819
TMCH0059 | Timber Channel 30x39.5x682mm 200/11/433 for CT1819
TMCH0068 | Timber Channel 25x110x1086mm for 630/3.3/415 CT1834
TMCH0071 | Timber Channel 72x80x1258mm for 2000/33/415 CT1851
TMCH0072 | Timber Channel 16x120x1218mm for 2000/33/415 CT1851
TMCH0073 | Timber Channel 14.5x180x1158mm for 2000/33/415 CT1851
TMCH0074 | Timber Channel 20.5x30x1184mm for 1000/33/480 CT1844
TMCH0075 | Timber Channel 25x110x1039mm for 400/11 Standard Production
TMCH0076 | Timber Channel 25x120x1286mm for 800/33/400 CT1910
TMCM0003 | Laminated Wood Board 25x1220x2440mm
TMCM0006 | Timber Pallet 100x100x1540mm 400/33/415 for IDECO Repair
TMCM0015 | Transformers Complete Crates 400/33/415 for IDECO Repair
TMCM0018 | Transformers Complete Crates 630/33/415 for IDECO Repair
TMCM0025 | Transformers Complete Crates 250/33/415 for IDECO Repair
TMCM0029 | Timber Pallet 100x100x275mm 250/400/630/33/415 for IDECO Repair
TMCM0031 | Timber Pallet 150x75x1450mm 400/33/415 for IDECO Repair
TMCM0032 | Timber Pallet 125x100x740mm 400/33/415 for IDECO Repair
TMCM0035 | Timber Pallet 150x75x1045mm 250/33/415 for IDECO Repair
TMCM0036 | Timber Pallet 100 x 100 x 1725mm CT1701
TMCM0049 | Timber Pallet 150 x 75 x 1495mm CT1701
TMCM0050 | Timber Pallet 125 x 100 x 800mm CT1701
TMCM0061 | Transformers Complete Crate Set 100/11/400 for DEWA
TMCM0062 | Timber Pallet 100 x 75 x 1280mm for 100/11/400 CT1830
TMCM0083 | Winding Support Insulation - Top for CT1911
TMCM0084 | Winding Support Insulation - Bottom for CT1911
TMCM0085 | Timber Pallet 100x100x1465 mm 250/33/415 for IDECO Repair
TMCM0100 | Laminated Wood Board 12x1220x2440mm
TMCM0101 | Laminated Wood Board 38x1220x2440mm
TMCM0102 | Laminated Wood Board 50x1220x2440mm
TMCM0122 | Timber Pallet 100 x 75 x 1000mm for 100/11/400 CT1830
TMCM0123 | Timber Pallet 100 x 75 x 100mm for 100/11/400 CT1830
TMCM0142 | Timber Pallet 100x100x1850mm 630/33/415 for PH2
TMCM0143 | Timber Pallet 150x75x2115mm 630/33/415 for IDECO Repair
TMCM0144 | Timber Pallet 125x125x780mm 630/33/415 for IDECO Repair
TMCM0145 | Timber Pallet 150x100x2010mm CT1408
TMCM0146 | Timber Pallet 150x100x3080mm CT1408
TMCM0147 | Timber Pallet 150x150x2010mm CT1408
TMCM0148 | Timber Pallet 5''x4''x3496mm for 3150/11/415 CT1901
TMCM0149 | Timber Pallet 5''x5''x2456mm for 3150/11/415 CT1901
TMCM0150 | Timber Pallet 4''x4''x2456mm for 3150/11/415 CT1901
TMCM0151 | Timber Pallet 6''x132x2460mm for 3150/11/415 CT1901
TMCM0152 | Transformers Complete Crates for 3150/11/415 CT1901
TMCM0153 | Timber Pallet & Crate set for 100/33/415 REP190402
TMCM0154 | Timber Pallet & Crate set for 250/33/415 REP190401
TMCM0155 | Laminated Wooden Block for CT1939
TMCM0156 | Timber Pallet & Crate set for 200/33/400 EEP1622
TMCM0157 | Laminated Wooden Block for CT1950
TMCM0158 | Timber Pallet for 50/33/433 REA Uganda
TMCM0159 | Timber Pallet for 100/33/433 REA Uganda
TMCM0160 | Timber Pallet for 200/33/433 REA Uganda
TMCM0161 | Timber Pallet for 500/33/433 REA Uganda
TMCM0162 | Timber Crate Set for 50/33/433 REA Uganda
TMCM0163 | Timber Crate Set for 100/33/433 REA Uganda
TMCM0164 | Timber Crate Set for 200/33/433 REA Uganda
TMCM0165 | Timber Crate Set for 500/33/433 REA Uganda
TMCM0166 | Timber Pallet Set 400/33/415 for RD1902(D)
TMCM0167 | Timber Crate Set 400/33/415 for RD1902(D)
TMCM0168 | Timber Pallet Set 25/11/250 for Uganda Repair
TMCM0169 | Timber Pallet Set 50/33/430 for Uganda Repair
TMCM0170 | Winding Support Insulation - Bottom for CT1935 &CT1950
TMCM0171 | Winding Support Insulation - Top for CT1935 &CT1950
TMCM0172 | Timber Pallet Set 100/11/400 for DEWA
TMCM0173 | Timber Pallet Set for 1000/11/400 DEWA
TMCM0174 | Timber Crate Set for 1000/11/400 DEWA
TMCM0175 | Winding Support Board Type A -Top 650 x 650 x 30mm
TMCM0176 | Winding Support Board Type A -Bottom 650 x 650 x 20mm
TMCM0177 | Winding Support Board Type B -Top 700 x 700 x 30mm
TMCM0178 | Winding Support Board Type B -Bottom 700 x 700 x 20mm
TMCM0181 | Timber Pallet for 800A/30s for Earthing Transformers
TMCM0182 | Timber Pallet for 160A/30V/400V for Auxilary Transformers
TMCM0183 | Timber Crate for 160A/30V/400V for Auxilary Transformers
TMCM0184 | Timber Pallet Set for 630/11/415
TMCM0185 | Timber Pallet Set for 400/33/415
TMCM0186 | Timber Pallet Set for 630/33/415
TMCM0187 | Timber Pallet Set for 160/33/415
TMCM0188 | Timber Pallet Set for 250/33/415
TMCM0189 | Timber Pallet Set for 400/33/400 CT1917 (B)
TMCM0190 | Timber Pallet for 2500/33/690 CT1908
TMCM0191 | Timber Crete for 2500/33/690 CT1908
TMCM0192 | Timber Pallet for 200/11/433 CT1909
TMCM0193 | Timber Crate for 200/11/433 CT1909
TMCM0194 | Timber Pallet for 800A/30s for Earthing Transformers
TMCM0195 | Timber Crate for 800A/30s for Earthing Transformers
TMCM0196 | Timber Pallet 200/33/400 for CT1948(A)
TMCM0197 | Timber Pallet 2000/33/3300 for CT1948(B)
TMCM0198 | Timber Pallet for 200/33/400 CT1937(B & C)
TMCM0199 | Timber Pallet for 200/11/400 LESCO Repair
TMCM0200 | Timber Pallet for 260/10s/33kV CT1975(B)
TMCM0201 | Timber Crate for 260/10s/33kV CT1975(B)
TMCM0202 | Timber Crate for 400/10s/15kV CT1975(A)
TMCM0203 | Timber Pallet for 400/10s/15kV CT1975(A)
TMCM0204 | Laminated Wood Board 15x1220x2440mm
TMCM0620 | Timber Pallet 75/33/400 for CT2020
TMCM0621 | Timber Crate 75/33/400 for CT2020
TMHV0382 | Timber Packet for 2000/3.3/415 HV Winding Yd1
TMHV0572 | Timber Packet for 2000/33/400 HV Winding CT2007
TMHV0574 | Timber Packet for 1600/33/415 HV Winding CT2009
TMHV0578 | Timber Packet HV for 3500/2500/1000kVA , 6000V/420V/420V, ONAN , Three winding transformer
TMHV0595 | Timber Packet for 1250/33/400 HV Winding CT2015
TMHV0598 | Timber Packet for 2500/33/400 HV EU Loss Design
TMPK0001 | Timber Packet for 200/11/400 CT1925(A)
TMPK0002 | Timber Packet for 2000/11/3.3 CT1925(B)
TMPK0003 | Timber Packet for 2000/33/415 CT1921
TMPK0004 | Timber Packet for 1000/33/400 CT1923 & CT1926
TMPK0005 | Timber Packet for 350/3.3/415 CT1920
TMPK0006 | Timber Packet for 50/400/220 CT1930
TMPK0007 | Timber Packet for 630/11/415 RD1901(B)
TMPK0008 | Timber Packet for 2600/33/690 CT1922
TMPK0009 | Timber Packet for 2000/33/11 CT1916
TMPK0014 | Timber Packet for 2000/33/415 CT1919
TMPK0015 | Timber Packet for 1000/11/415 RD1901(A)
TMPK0016 | Timber Packet for 400/33/415 REP190101
TMPK0017 | Timber Packet for 1000/33/415 REP190501
TMPK0018 | Timber Packet for 630/33/415 REP190102
TMPK0019 | Timber Packet for 10/33/110 Standard
TMPK0020 | Timber Packet for 500/33/415 CT1928(B)
TMPK0021 | Timber Packet for 1750/33/400 CT1927
TMPK0022 | Timber Packet for 2500/33/690 CT1908
TMPK0023 | Timber Packet for 1500/33/400 CT1944
TMPK0024 | Timber Packet for 2000/33/415 CT2003
TMPK0025 | Timber Packet for 630/33/400 CT1938
TMPK0026 | Timber Packet for 10/33/110 CT1949
TMPK0027 | Timber Packet for 800A 30s
TMPK0028 | Timber Packet for 160/33/400 RD1907(B)
TMPK0029 | Timber Packet for 2500/33/415 CT1950
TMPK0030 | Timber Packet for 5000/33/11 CT1911
TMPK0031 | Timber Packet for 2500/33/415 CT1935
TMPK0032 | Timber Packet for 1500/33/11 CT1962
TMPK0033 | Timber Packet for 1250/33/415 CT1956
TMPK0034 | Timber Packet for 160/33/400 CT1958
TMPK0035 | Timber Packet for 2000/33/415 CT1963
TMPK0036 | Timber Packet for 400/33/400 CT1917
TMPK0037 | Timber Packet for 2500/33/440 CT1959
TMPK0038 | Timber Packet for 2000/33/3.3 CT1948
TMPK0039 | Timber Packet for 200/33/400 CT1948(A)
TMPK0040 | Timber Packet for 1000/33/400 CT1966(B)
TMPK0041 | Timber Packet for 1600/33/400 CT1966(A)
TMPK0042 | Timber Packet for 50/33/415 CT1968(A)
TMPK0043 | Timber Packet for 1000/33/400 CT1972 & CT1973
TMPK0044 | Timber Packet for 2000/33/415 CT1976
TMPK0045 | Timber Packet for 100/33/415 CT1982 (A)
TMPK0046 | Timber Packet for 160/33/415 CT1982 (B)
TMPK0047 | Timber Packet for 1250/33/800 CT1970
TMPK0048 | Timber Packet for 2000/33/415 CT1964
TMPK0050 | Timber Packet for 1000/33/400kV CT1986(A)
TMPK0051 | Timber Packet for 10/33/110V Standard
TMPK0052 | Timber Packet for 800/33/30s CT1937 (A)
TMPK0053 | Timber Packet for 200/33/400V CT1937 (C)
TMPK0055 | Permawood Packet for 160/33/400V CT1929 (B)
TMPK0056 | Permawood Packet for 200/11/415V REP1917 (LESCO Repair)
TMPK0057 | Timber Packet for 1000/33/800 CT1978(A) & CT1979(A)
TMPK0058 | Permawood Packet for 1000/33/400 CT2002
TMPK0063 | Timber Packet for 2500/33/415 CT1988
TMPK0064 | Timber Packet for 630/33/400 CT1984(A)
TMPK0065 | Timber Packet for 1000/33/400 CT1984(B)
TMPK0066 | Timber Packet for 2500/33/690 CT1984(C)
TMPK0067 | Timber Packet for 1250/33/800 CT1985
TMPK0069 | Timber Packet for 100/33/415 RD1902 (A)
TMPK0070 | Timber Packet for 160/33/415 RD1902 (B)
TMPK0076 | Timber Packet for 3000/33/390 REP 2004
TMPK0694 | Timber Packet for 10/33/110 Special
TMST0001 | Timber Stick 20x24x620mm for 1000/33 Standard Production
TMST0004 | Timber Stick 22x25x600mm for 1000/11 Standard Production
TMST0005 | Timber Stick 35x30x500mm for 630/33 Standard Production
TMST0006 | Timber Stick 17x28x490mm for 630/11 Standard Production
TMST0007 | Timber Stick 25x30x560mm for 800/33 Standard Production
TMST0008 | Timber Stick 25x20x540mm for 800/11 Standard Production
TMST0009 | Timber Stick 1000x45x25 mm for Standard Production
TMST0011 | Timber Stick 1000x40x25 mm for Standard Production
TMST0012 | Timber Stick 290x28x40 mm for 400/33 Standard Production
TMST0013 | Timber Stick 20 x 40 x 1258 mm CT1702
TMST0017 | Timber Stick 20 x 40 x 1278 mm CT1701
TMST0020 | Timber Stick 15x12x390 mm
TMST0023 | Timber Stick 10 x 30 x 636 mm 25/11/433 for CT1770
TMST0024 | Timber Stick 10 x 30 x 639 mm 50/11/433 for CT1770
TMST0029 | Timber Support 60x70x1232 for 3000/33/400 CT1902
TMST0030 | Timber Support 30x90x1899 for 3000/33/400 CT1457
TMST0031 | Timber Support 40x42x735 for 250/22/415 CT1734
TMST0032 | Timber Support 1434x40x20mm for 1250/11/415 CT1849
TMST0035 | Timber Support 40x70x850 for 3000/33/400 CT1902
TMST0047 | Timber Support 20x40x1306mm for 1000/33/433 CT1757
TMST0052 | Timber Support 40x45x754 mm for 200A 33kV 10S ET CT1773
TMST0057 | Timber Stick 30x38x1320 mm for 3000/6/400 CT1813
TMST0084 | Timber Stick 25x20x280mm
TMST0085 | Timber Stick 27x25x290mm
TMST0086 | Timber Stick 28x15x280mm for 250/11 Standard Production
TMST0087 | Timber Support 25 x 45 x 551 mm 1000/33/415 for CT1802
TMST0094 | Timber Support 25x45x75mm for 400/33 Standard Production
TMST0097 | Timber Support 20 x 35 x 310 mm 100/11/433 for CT1770
TMST0098 | Timber Support 20 x 40 x 360 mm 100/33/433 for CT1770
TMST0106 | Timber Support 30 x 34 x 413 mm 100/11/433 for CT1770
TMST0112 | Timber Support 10x30x901mm 100/33/433 for CT1819
TMST0116 | Timber Stick 33x78x760mm 3250/33/690 for CT1826
TMST0127 | Timber Support 40x90x2295mm for 5000/33/11 CT1911
TMST0128 | Timber Support 30x90x2295mm for 5000/33/11 CT1911
TMST0129 | Timber Support 20x30x1668mm for 5000/33/11 CT1911
TMST0130 | Timber Support 19.5x40x1648mm for 5000/33/11 CT1911
TMST0131 | Timber Support 21.5x70x1618mm for 5000/33/11 CT1911
TMST0132 | Timber Support 11.5x90x1598mm for 5000/33/11 CT1911
TMST0143 | Timber Support 20x40x1488mm for 1500/33/400 CT1845
TMST0144 | Timber Support 20x60x1748mm for 2000/33/415 CT1851
TMST0145 | Timber Support 20x40x1628mm for 1000/33/480 CT1844
TMST0146 | Timber Support 20x60x1668mm for 2000/33/400 CT1857
TMST0147 | Timber Stick 45x70x760mm for 2000/33/400 CT1857
TMST0148 | Timber Stick 20x21x1130mm for 1000/33/400 CT1854
TMST0149 | Timber Stick 20.5x50x1100mm for 1000/33/400 CT1854
TMST0151 | Timber Stick 17.5x90x1060mm for 1000/33/400 CT1854
TMST0152 | Timber Stick 20x50x280mm for 1000/33/400 CT1854
TMST0153 | Timber Support 20x50x1511mm for 1000/33/400 CT1854
TMST0154 | Timber Stick 5x10x598mm for 100/33/415 RD1902
TMST0155 | Timber Stick 10x40x568mm for 100/33/415 RD1902
TMST0156 | Timber Support 40x90x1985mm for 3000/33/400 CT1902
TMST0157 | Timber Support 20x40x1608mm for 1500/11/415 CT1855
TMST0159 | Timber Support 20x40x1440mm 1000/33/400 for CT1923 & CT1926
TMST0160 | Timber Support 20x40x1286mm for 630/11/400 CT1907
TMST0161 | Timber Support 12x90x646mm for 250/33/415 RD1902
TMST0162 | Timber Support 16x50x686mm for 250/33/415 RD1902
TMST0163 | Timber Support 20x20x716mm for 250/33/415 RD1902
TMST0164 | Timber Support 16.5x20x912mm for 800/33/400 CT1904
TMST0165 | Timber Support 11.5x40x892mm for 800/33/400 CT1904
TMST0166 | Timber Support 11.5x70x862mm for 800/33/400 CT1904
TMST0167 | Timber Support 20x40x1306mm for 800/33/400 CT1904
TMST0168 | Vacant
TMST0178 | Timber Stick 18.5mm x 20mm x 1028mm 1250/33/400 for CT1903
TMST0179 | Timber Stick 17.5mm x 50mm x 998mm 1250/33/400 for CT1903
TMST0180 | Timber Stick 11.5mm x 80mm x 968mm 1250/33/400 for CT1903
TMST0181 | Timber Stick 10mm x 120mm x 928mm 1250/33/400 for CT1903
TMST0182 | Timber Support 30 x 39 x 756mm 200/33/415 for CT1913
TMST0183 | Timber Support 28 x 62 x 700mm 1250/33/415 for CT1914
TMST0184 | Timber Support 20 x 40 x 1434mm 1250/33/415 for CT1914
TMST0185 | Timber Support 34x74x700mm 2000/33/415 for CT1921
TMST0186 | Timber Support 20x40x1668mm 2000/33/415 for CT1921
TMST0187 | Timber Support 25x100x740mm 200/33/433 for CT1909
TMST0188 | Timber Support 38x100x740mm 200/33/433 for CT1909
TMST0371 | Timber Support 20mm x 60mm x 1440mm 1250/33/400 for CT1903
WRAS0100 | Assembly 250/33/415 IDECO
WRAS0101 | Assembly 400/33/415 IDECO
WRAS0102 | Assembly 630/33/415 IDECO
WRAS0103 | Assembly 1000/33/415 IDECO
WRAS0104 | Transformer Active Part Replacement 200/11/415
WRAS0107 | Assembly of 3000/33/390 with replacement of new winding and re tanking with new oil
WRHN0100 | HV Windings 250/33/415 IDECO
WRHN0101 | HV Windings 400/33/415 IDECO
WRHN0102 | HV Windings 630/33/415 IDECO
WRHN0103 | HV Windings 1000/33/415 DECO
WRHN0104 | HV New winding Replacement 200/11/415
WRHV0107 | HV Winding of 3000/33/390 with replacement of new winding and re tanking with new oil
WRLF0100 | LV Winding 250/33/415 IDECO
WRLF0101 | LV Winding 400/33/415 IDECO
WRLF0102 | LV Winding 630/33/415 IDECO
WRLF0103 | LV Winding 1000/33/415 IDECO
WRLF0104 | LV New winding Replacement 200/11/415
WRLV0107 | LV Winding of 3000/33/390 with replacement of new winding and re tanking with new oil
WROV0100 | Oven IDECO 250/33/415
WROV0101 | Oven IDECO 400/33/415
WROV0102 | Oven IDECO 630/33/415
WROV0103 | Oven IDECO 1000/33/415
WROV0104 | Transformer Active Part Replacement 200/11/415
WROV0107 | Ovening of 3000/33/390 with replacement of new winding and re tanking with new oil
WRTK0100 | Tanking IDECO 250/33/415
WRTK0101 | Tanking IDECO 400/33/415
WRTK0102 | Tanking IDECO 630/33/415
WRTK0103 | Tanking IDECO 1000/33/415
WRTK0104 | Transformer Active Part Replacement 200/11/415
WRTK0107 | Tanking of 3000/33/390 with replacement of new winding and re tanking with new oil
WRTS0100 | Testing IDECO 0250/33/415
WRTS0101 | Testing IDECO 400/33/415
WRTS0102 | Testing IDECO 630/33/415
WRTS0103 | Testing IDECO 01000/33/415
WRTS0104 | Transformer Active Part Replacement 200/11/415
WRTS0107 | Testing of 3000/33/390 with replacement of new winding and re tanking with new oil
WSFE0002 | Fabricated Enclosure for Bus bar Chamber 400A/600A
WSFE0003 | Fabricated Enclosure for Bus bar Chamber 1000A/1250A/1600A
WSFE0006 | Fabricated Enclosure for Feeder Pillar-4 Way
WSFE0008 | Fabricated Enclosure for Feeder Pillar-8 Way
WSFE0009 | Fabricated Enclosure for Mini Feeder Pillar-8 Way with fuse
WSFE0010 | Fabricated Enclosure for Mini Feeder Pillar-8 Way without fuse
WSGF0001 | Galvanized & Powder Painted Enclosure for Feeder Pillar-4 Way
WSGF0002 | Galvanized & Powder Painted Enclosure for Feeder Pillar-6 Way
WSGF0003 | Galvanized & Powder Painted Enclosure for Feeder Pillar-8 Way
WSGF0004 | Galvanized & Powder Painted Enclosure for Mini Feeder Pillar-8 Way with fuse
WSGF0005 | Galvanized & Powder Painted Enclosure for Mini Feeder Pillar-8 Way without fuse
WSGP0001 | Galvanized Enclosure for Feeder Pillars-4 Way
WSGP0002 | Galvanized Enclosure for Feeder Pillars-6 Way
WSGP0003 | Galvanized Enclosure for Feeder Pillars-8 Way
WSGP0004 | Galvanized Enclosure for Mini Feeder Pillars-8 Way with fuse
WSGP0005 | Galvanized Enclosure for Mini Feeder Pillars-8 Way without fuse
WSPF0001 | Powder Painted Enclosure for Bus bar Chamber 100A/200A
WSPF0002 | Powder Painted Enclosure for Bus bar Chamber 400A/600A
WSPF0003 | Powder Painted Enclosure for Bus bar Chamber 1000A/1250A/1600A
WSPF0006 | Powder Painted Enclosure for Bus bar Chamber 800A
WSPF0007 | Powder Painted Enclosure for Bus bar Chamber 100A/200A Special
WTAS0001 | Assembly Standard O/D 100/33/415
WTAS0002 | Assembly Standard O/D 160/33/415
WTAS0003 | Assembly Standard O/D 250/33/415
WTAS0004 | Assembly Standard O/D 400/33/415
WTAS0005 | Assembly Standard O/D 630/33/415
WTAS0006 | Assembly Standard O/D 800/33/415
WTAS0007 | Assembly Standard O/D 1000/33/415
WTAS0008 | Assembly Standard O/D 100/11/415
WTAS0009 | Assembly Standard O/D 160/11/415
WTAS0010 | Assembly Standard O/D 250/11/415
WTAS0011 | Assembly Standard O/D 400/11/415
WTAS0012 | Assembly Standard O/D 630/11/415
WTAS0013 | Assembly Standard O/D 800/11/415
WTAS0014 | Assembly Standard O/D 1000/11/415
WTAS0015 | Assembly Standard I/D 100/11/415
WTAS0016 | Assembly Standard I/D 160/11/415
WTAS0017 | Assembly Standard I/D 250/11/415
WTAS0018 | Assembly Standard I/D 400/11/415
WTAS0019 | Assembly Standard I/D 630/11/415
WTAS0020 | Assembly Standard I/D 800/11/415
WTAS0021 | Assembly Standard I/D 1000/11/415
WTAS0026 | Assembly Standard 160/33/400 AT
WTAS0027 | Assembly 800A 30s 33kV ET
WTAS0028 | Active Part 100/33/415 with Amorphous Steel Core
WTAS0034 | Assembly Multi Step Oval 100/33/415
WTAS0046 | Assembly 5MVA/33/11
WTAS0056 | Assembly Multi Step Oval 250/33/415
WTAS0063 | Assembly EEP O/D 200/33/400
WTAS0072 | Assembly Outdoor 1000/33/400
WTAS0073 | Assembly 400/33/400
WTAS0074 | Assembly 2000/33/415
WTAS0093 | Assembly Multi Step Oval 950/33/1000
WTAS0097 | Assembly Multi Step Oval 800/33/400
WTAS0098 | Assembly 3MVA/33/400 MOD
WTAS0101 | Assembly 500/33/415
WTAS0102 | Assembly 33kV 110V NVD Transformer
WTAS0128 | Assembly Standard O/D 50/33/415
WTAS0134 | Assembly 2000/33/11
WTAS0172 | Assembly 1500/11/415
WTAS0201 | Active Parts 5/33
WTAS0202 | Assembly 5/11
WTAS0222 | Assembly Multi Step Oval 400/33/415 Ph2 with plug in bushings in MV end & LV Cable box
WTAS0224 | Assembly 1750/33/400
WTAS0272 | Assembly 100kVA 11kV/400V Mineral Oil-Filled, Sealed type, Pole Mounted Transformer
WTAS0274 | Assembly Standard O/D 200/11/433
WTAS0279 | Assembly 1250/33/415
WTAS0283 | Assembly 2500/33/415
WTAS0309 | Assembly 200/11/400
WTAS0317 | Assembly O/D 1000/33/480
WTAS0319 | Assembly 1500/33/440
WTAS0322 | Assembly 1250/11/415
WTAS0330 | Assembly Standard 350/3.3/415
WTAS0332 | ASSEMBLY OF 10kVA 33kV 110V NVD Transformer (Special)
WTAS0344 | Assembly 2000/33/415
WTAS0363 | Assembly Outdoor 1000/33/400 Solar
WTAS0365 | Assembly 2000/33/400
WTAS0371 | Assembly 1250/33/415
WTAS0374 | Assembly 800/11/415
WTAS0382 | Assembly Multi Step 2000/3.3/415 O/D Yd1
WTAS0396 | Assembly 2000/11/3.3
WTAS0398 | Assembly 1000/33/400
WTAS0404 | Assembly of O/D 630/33/400
WTAS0408 | Assembly 3150/11/415
WTAS0410 | Assembly 200/33/400
WTAS0411 | Assembly 2000/33/3.3
WTAS0414 | Assembly 800A 30s 33kV ET with Plugin Type Bushings with Interface C
WTAS0418 | Assembly 1500/33/400 Solar
WTAS0421 | Assembly O/D 800/33/400
WTAS0425 | Assembly 630/11/400 Solar
WTAS0429 | Assembly 2500/33/690
WTAS0430 | Assembly Standard 400/33/400 AT
WTAS0443 | Assembly Standard 200/33/400 AT
WTAS0452 | Assembly Multi Step 1000/11/400
WTAS0457 | Assembly 1000kVA 11kV 415V 3� Transformer with On Load Tap Changer and LV Box
WTAS0458 | Assembly 630kVA 11kV 415V 3� Transformer for LTLT Solar System
WTAS0459 | Assembly 2600/33/690
WTAS0464 | Assembly 1750/33/400 Solar
WTAS0471 | Assembly 50/400/220 YNyn0
WTAS0477 | Assembly 1600/33/400 Solar
WTAS0487 | Assembly 250/400/220
WTAS0493 | Assembly 1500/33/11
WTAS0494 | Assembly 2500/33/415
WTAS0495 | Assembly 630/33/400 Solar
WTAS0501 | Active Part 50/33/433
WTAS0502 | Active Part 100/33/433
WTAS0503 | Active Part 200/33/433
WTAS0504 | Active Part 500/33/433
WTAS0506 | Assembly 2000/33/415
WTAS0508 | Assembly Multi Step Oval 160/33/415
WTAS0509 | Assembly Multi Step Oval 400/33/415
WTAS0510 | Assembly Multi Step Oval 630/33/415
WTAS0511 | Assembly Multi Step Oval 800/33/415
WTAS0512 | Assembly Multi Step Oval 1000/33/415
WTAS0523 | Assembly 1250/33/415 Multi Step
WTAS0528 | Assembly of Outdoor 1250 kVA, 33 kV/800 V (Solar) Outdoor TF with ISD
WTAS0531 | Assembly Multi Step Oval 100/33/415 Ph2
WTAS0532 | Assembly Multi Step Oval 160/33/415 Ph2
WTAS0533 | Assembly Multi Step Oval 250/33/415 Ph2
WTAS0533-1 | Assembly Multi Step Oval 250/33/415 Ph2 R1
WTAS0534 | Assembly Multi Step Oval 400/33/415 Ph2
WTAS0534-1 | Assembly Multi Step Oval 400/33/415 Ph2 R1
WTAS0535 | Assembly Multi Step Oval 630/33/415 Ph2
WTAS0536 | Assembly Multi Step Oval 800/33/415 Ph2
WTAS0537 | Assembly Multi Step Oval 1000/33/415 Ph2
WTAS0541 | Assembly of Outdoor 1250 kVA, 33 kV/800 V (Solar) Outdoor TF with ISD
WTAS0545 | Assembly of Outdoor 1000 kVA, 33 kV/800 V (Solar) Outdoor TF with ISD
WTAS0547 | Assembly of 1000kVA 33kV 400V Outdoor Transformer with ISD Unit
WTAS0548 | Assembly of O/D 630/33/400
WTAS0549 | Assemblling of 2500kVA 33kV 690V ONAN Outdoor Transformer with ISD Unit
WTAS0567 | Assembly of 400 A, 10 Sec, 15kV Earthing Transformer to EEP
WTAS0568 | Assembly of 260 A, 10 Sec, 33kV Earthing Transformer to EEP
WTAS0569 | Assemblling of 2000kVA 33kV 415V 3� 50Hz Transformer with LV cable box & ISD Unit
WTAS0571 | Assembling of Winding Temperature Direct Measuring Transformer
WTAS0572 | Assembly of 2000kVA 33kV 400V 3� 50Hz ONAN Outdoor Transformer with ISD Unit for Solar Project
WTAS0574 | Assembly of 1600kVA 33kV 415V ONAN Outdoor Transformer with LV Cable box & ISD unit
WTAS0578 | Assembly 3500/2500/1000kVA , 6000V/420V/420V, ONAN , Three winding transformer
WTAS0580 | Assembly Multi Step 100/11/415 O/D STD PH2
WTAS0581 | Assembly Multi Step 160/11/415 O/D STD PH2
WTAS0582 | Assembly Multi Step 250/11/415 O/D STD PH2
WTAS0583 | Assembly Multi Step 400/11/415 O/D STD PH2
WTAS0584 | Assembly Multi Step 630/11/415 O/D STD PH2
WTAS0585 | Assembly Multi Step 800/11/415 O/D STD PH2
WTAS0586 | Assembly Multi Step 1000/11/415 O/D STD PH2
WTAS0594 | Assembly Multi Step 1000/33/400 O/D STD EU
WTAS0595 | Assembly Multi Step 1250/33/400 O/D STD EU
WTAS0597 | Assembly Multi Step 2000/33/400 O/D STD EU
WTAS0598 | Assembly Multi Step 2500/33/400 O/D STD EU
WTAS0600 | Assembly Multi Step 1000/33/415 O/D STD EU
WTAS0601 | Assembly Multi Step 1250/33/415 O/D STD EU
WTAS0602 | Assembly Multi Step 1600/33/415 O/D STD EU
WTAS0603 | Assembly Multi Step 2000/33/415 O/D STD EU
WTAS0604 | Assembly Multi Step 2500/33/415 O/D STD EU
WTAS0605 | Assembly Multi Step 3150/33/415 O/D STD EU
WTAS0610 | Assembly Multi Step 2500/33/690 O/D STD EU
WTAS0612 | Assembly Multi Step 1000/33/800 O/D STD EU
WTAS0620 | Assembly Multi Step Oval 75/33/400 Mozambique
WTAS0621 | Assembly Multi Step 200/11/400
WTAS0623 | Assembly 1250kVA, 400V/800V, ONAN , Three winding transformer
WTAS0679 | Assembly Multi Step 1600kVA 11kV 400V Ynd11 I/D Transformer
WTAS0685 | Assembly 2000/3.3/440 SCity
WTAS0690 | Assembly Multi Step 100/11/400 I/D
WTAS0691 | Assembly Multi Step 160/11/400 I/D
WTAS0692 | Assembly Multi Step 250/11/400 I/D
WTAS0694 | Assembly 10kVA 33kV 64V NVD Transformer with YN - Open Delta
WTAS0695 | Assembly Multi Step 1000/33/440 O/D
WTAS0717 | Assembly Multi Step 1000/33/400 O/D STD EU AL
WTAS0720 | Assembly Multi Step 2000/33/400 O/D STD EU AL
WTAS0735 | Assembly Multi Step 1000/33/690 O/D STD EU AL
WTAS0736 | Assembly Multi Step 1250/33/690 O/D STD EU AL
WTAS0742 | Assembly Multi Step 1250/33/800 O/D STD EU AL
WTAS0816 | Assembly Multi Step 2000/11/415 O/D STD EU
WTAS0884 | Assembly Multi Step 3150/33/3300 O/D STD EU
WTAS0888 | Assembly Multi Step 2000/33/6300 O/D STD EU
WTAS1065 | Assembly Multi Step Oval 100/33/415 EU
WTAS1066 | Assembly Multi Step Oval 160/33/415 EU
WTAS1067 | Assembly Multi Step Oval 250/33/415 EU
WTAS1068 | Assembly Multi Step Oval 400/33/415 EU
WTAS1069 | Assembly Multi Step Oval 630/33/415 EU
WTAS1070 | Assembly Multi Step Oval 800/33/415 EU
WTAS1101 | Assembly Multi Step Oval 100/11/415 EU
WTAS1102 | Assembly Multi Step Oval 160/11/415 EU
WTAS1103 | Assembly Multi Step Oval 250/11/415 EU
WTAS1104 | Assembly Multi Step Oval 400/11/415 EU
WTAS1105 | Assembly Multi Step Oval 630/11/415 EU
WTAS1106 | Assembly Multi Step Oval 800/11/415 EU
WTAS1133 | Assembly Multi Step 1250/33/415 O/D Transformer with OLTC
WTAS1135 | Assembly Exhibit 160/11/415
WTAS1137 | Assembly Multi Step Oval 630/33/433
WTAS1138 | Assembly Multi Step Oval 1000/33/415 Ph2 with LV cable box & Plug in type bushings
WTAS2000 | Assembly Multi Step 1000/33/415 O/D STD EU Sample
WTBC0001 | Built Core Standard O/D 100/33/415
WTBC0002 | Built Core Standard O/D 160/33/415
WTBC0003 | Built Core Standard O/D 250/33/415
WTBC0004 | Built Core Standard O/D 400/33/415
WTBC0005 | Built Core Standard O/D 630/33/415
WTBC0006 | Built Core Standard O/D 800/33/415
WTBC0007 | Built Core Standard O/D 1000/33/415
WTBC0008 | Built Core Standard O/D 100/11/415
WTBC0009 | Built Core Standard O/D 160/11/415
WTBC0010 | Built Core Standard O/D 250/11/415
WTBC0011 | Built Core Standard O/D 400/11/415
WTBC0012 | Built Core Standard O/D 630/11/415
WTBC0013 | Built Core Standard O/D 800/11/415
WTBC0014 | Built Core Standard O/D 1000/11/415
WTBC0015 | Built Core Standard I/D 100/11/415
WTBC0016 | Built Core Standard I/D 160/11/415
WTBC0017 | Built Core Standard I/D 250/11/415
WTBC0018 | Built Core Standard I/D 400/11/415
WTBC0019 | Built Core Standard I/D 630/11/415
WTBC0020 | Built Core Standard I/D 800/11/415
WTBC0021 | Built Core Standard I/D 1000/11/415
WTBC0026 | Built Core Standard 160/33/400 AT
WTBC0027 | Built Core 800A 30s 33kV ET
WTBC0028-T | Built Core 260A 10s 33kV ET
WTBC0029-T | Built Core 400A 10s 33kV ET
WTBC0034 | Built Core Multi Step Oval 100/33/415
WTBC0046 | Built Core 5MVA/33/11
WTBC0056 | Built Core Multi Step Oval 250/33/415
WTBC0063 | Built Core EEP O/D 200/33/400
WTBC0072 | Built Core Outdoor 1000/33/400
WTBC0074 | Built Core 2000/33/415
WTBC0093 | Core Building Multi Step Oval 950/33/1000
WTBC0097 | Built Core Multi Step Oval 800/33/400
WTBC0098 | Built Core 3MVA/33/400 MOD
WTBC0101 | Built Core 500/33/415
WTBC0102 | Built Core 33kV 110V NVD Transformer
WTBC0128 | Built Core Special O/D 50/33/415
WTBC0134 | Built Core 2000/33/11
WTBC0172 | Built Core 1500/11/415
WTBC0201 | Built Core 5/33
WTBC0202 | Core build of O/D 5/11/240
WTBC0224 | Built Core 1750/33/400
WTBC0274 | Built Core Standard O/D 200/11/433
WTBC0279 | Built Core 1250/33/415
WTBC0309 | Built Core 200/11/400
WTBC0317 | Built Core Standard O/D 1000/33/480
WTBC0319 | Built Core 2500/33/440
WTBC0322 | Built Core 1250/11/415
WTBC0330 | Built Core Standard 350/3.3/415
WTBC0332 | CORE BUILDING OF 10kVA 33kV 110V NVD Transformer (Special)
WTBC0344 | Built Core 2000/33/415
WTBC0363 | Built Core Outdoor 1000/33/400 Solar
WTBC0365 | Built Core 2000/33/400
WTBC0371 | Built Core 1250/33/400
WTBC0382 | Core Building Multi Step 2000/3.3/415 O/D Yd1
WTBC0396 | Built Core 2000/11/3.3
WTBC0398 | Built Core 1000/33/400
WTBC0404 | Core Building of O/D 630/33/400
WTBC0408 | Built Core 3150/11/415
WTBC0410 | Built Core 200/33/400
WTBC0411 | Built Core 2000/33/3.3
WTBC0414 | Core Building of 800A 30s 33kV ET with Plugin Type Bushings with Interface C
WTBC0418 | Built Core 1500/33/400 Solar
WTBC0421 | Built Core O/D 800/33/400
WTBC0425 | Built Core 630/11/400 Solar
WTBC0429 | Built Core 2500/33/690
WTBC0430 | Built Core Standard 400/33/400 AT
WTBC0443 | Built Core Standard 200/33/400 AT
WTBC0452 | Built Core Multi Step 1000/11/400
WTBC0457 | Built Core 1000kVA 11kV 415V 3� Transformer with On Load Tap Changer and LV Box
WTBC0458 | Built Core 630kVA 11kV 415V 3� Transformer for LTLT Solar System
WTBC0459 | Built Core 2600/33/690
WTBC0464 | Built Core 1750/33/400 Solar
WTBC0471 | Built Core 50/400/220 YNyn0
WTBC0477 | Built Core 1600/33/400 Solar
WTBC0487 | Built Core 250/400/220
WTBC0493 | Built Core 1500/33/11
WTBC0494 | Built Core 2500/33/415
WTBC0495 | Built Core 630/33/400 Solar
WTBC0506 | Built Core 2000/33/415
WTBC0508 | Built Core Multi Step Oval 160/33/415
WTBC0509 | Built Core Multi Step Oval 400/33/415
WTBC0510 | Built Core Multi Step Oval 630/33/415
WTBC0511 | Built Core Multi Step Oval 800/33/415
WTBC0512 | Built Core Multi Step Oval 1000/33/415
WTBC0523 | Built Core 1250/33/415 Silicone
WTBC0528 | Core Building of Outdoor 1250 kVA, 33 kV/800 V (Solar) Outdoor TF with ISD
WTBC0531 | Built Core Multi Step Oval 100/33/415 Ph2
WTBC0532 | Built Core Multi Step Oval 160/33/415 Ph2
WTBC0533 | Built Core Multi Step Oval 250/33/415 Ph2
WTBC0534 | Built Core Multi Step Oval 400/33/415 Ph2
WTBC0535 | Built Core Multi Step Oval 630/33/415 Ph2
WTBC0536 | Built Core Multi Step Oval 800/33/415 Ph2
WTBC0537 | Built Core Multi Step Oval 1000/33/415 Ph2
WTBC0541 | Core Building of Outdoor 1250 kVA, 33 kV/800 V (Solar) Outdoor TF with ISD
WTBC0545 | Core Building of Outdoor 1000 kVA, 33 kV/800 V (Solar) Outdoor TF with ISD
WTBC0547 | Core Building of 1000kVA 33kV 400V Outdoor Transformer with ISD Unit
WTBC0548 | Core Building of O/D 630/33/400
WTBC0549 | Core Building of 2500kVA 33kV 690V ONAN Outdoor Transformer with ISD Unit
WTBC0567 | Core Building of 400 A, 10 Sec, 15kV Earthing Transformer to EEP
WTBC0568 | Core Building of260 A, 10 Sec, 33kV Earthing Transformer to EEP
WTBC0569 | Core building of 2000kVA 33kV 415V 3� 50Hz Transformer with LV cable box & ISD Unit
WTBC0571 | Core building of Winding Temperature Direct Measuring Transformer
WTBC0572 | Core Building of 2000kVA 33kV 400V 3� 50Hz ONAN Outdoor Transformer with ISD Unit for Solar Project
WTBC0574 | Core building of 1600kVA 33kV 415V ONAN Outdoor Transformer with LV Cable box & ISD unit
WTBC0578 | Built Core 3500/2500/1000kVA , 6000V/420V/420V, ONAN , Three winding transformer
WTBC0580 | Built Core Multi Step 100/11/415 PH2
WTBC0581 | Built Core Multi Step 160/11/415 PH2
WTBC0582 | Built Core Multi Step 250/11/415 PH2
WTBC0583 | Built Core Multi Step 400/11/415 PH2
WTBC0584 | Built Core Multi Step 630/11/415 PH2
WTBC0585 | Built Core Multi Step 800/11/415 PH2
WTBC0586 | Built Core Multi Step 1000/11/415 PH2
WTBC0594 | Built Core Multi Step 1000/33/400 O/D STD EU
WTBC0595 | Built Core Multi Step 1250/33/400 O/D STD EU
WTBC0597 | Built Core Multi Step 2000/33/400 O/D STD EU
WTBC0598 | Built Core Multi Step 2500/33/400 O/D STD EU
WTBC0600 | Built Core Multi Step 1000/33/415 O/D STD EU
WTBC0601 | Built Core Multi Step 1250/33/415 O/D STD EU
WTBC0602 | Built Core Multi Step 1600/33/415 O/D STD EU
WTBC0603 | Built Core Multi Step 2000/33/415 O/D STD EU
WTBC0604 | Built Core Multi Step 2500/33/415 O/D STD EU
WTBC0605 | Built Core Multi Step 3150/33/415 O/D STD EU
WTBC0610 | Built Core Multi Step 2500/33/690 O/D STD EU
WTBC0612 | Built Core Multi Step 1000/33/800 O/D STD EU
WTBC0613 | Built Core Multi Step 1250/33/800 O/D STD EU
WTBC0620 | Built Core Multi Step Oval 75/33/400 Mozambique
WTBC0621 | Built Core Multi Step 200/11/400 I/D
WTBC0623 | Built Core 1250kVA, 400V/800V, ONAN , Three winding transformer
WTBC0679 | Built Core Multi Step 1600kVA 11kV 400V Ynd11 I/D Transformer
WTBC0685 | Built Core 2000/3.3/440 SCity
WTBC0694 | Built Core 10 kVA 33kV 64V NVD Transformer with YN - Open Delta
WTBC0698 | Built Core 5MVA 33kV/11kV Foil Design for Smaller Tank
WTBC0717 | Built Core Multi Step 1000/33/400 O/D STD EU AL
WTBC0720 | Built Core Multi Step 2000/33/400 O/D STD EU AL
WTBC0735 | Built Core Multi Step 1000/33/690 O/D STD EU AL
WTBC0736 | Built Core Multi Step 1250/33/690 O/D STD EU AL
WTBC0742 | Built Core Multi Step 1250/33/800 O/D STD EU AL
WTBC0813 | Built Core Multi Step Oval 1000/11/415 EU
WTBC0816 | Built Core Multi Step 2000/11/415 O/D STD EU
WTBC0884 | Built Core Multi Step 3150/33/3300 O/D STD EU
WTBC0888 | Built Core Multi Step 2000/33/6300 O/D STD EU
WTBC1063 | Built Core Multi Step Oval 630/33/400 EU
WTBC1065 | Built Core Multi Step Oval 100/33/415 EU
WTBC1066 | Built Core Multi Step Oval 160/33/415 EU
WTBC1067 | Built Core Multi Step Oval 250/33/415 EU
WTBC1068 | Built Core Multi Step Oval 400/33/415 EU
WTBC1069 | Built Core Multi Step Oval 630/33/415 EU
WTBC1070 | Built Core Multi Step Oval 800/33/415 EU
WTBC1101 | Built Core Multi Step Oval 100/11/415 EU
WTBC1102 | Built Core Multi Step Oval 160/11/415 EU
WTBC1103 | Built Core Multi Step Oval 250/11/415 EU
WTBC1104 | Built Core Multi Step Oval 400/11/415 EU
WTBC1105 | Built Core Multi Step Oval 630/11/415 EU
WTBC1106 | Built Core Multi Step Oval 800/11/415 EU
WTBC1133 | Built Core Multi Step 1250/33/415 O/D Transformer with OLTC
WTBC1137 | Built Core Multi Step Oval 630/33/433
WTBC2000 | Built Core Multi Step Oval 1000/33/415 EU
WTFB0002 | Fabricated Tank & Cover O/D 160/33/415
WTFB0003 | Fabricated Tank & Cover O/D 250/33/415
WTFB0004 | Fabricated Tank & Cover O/D 400/33/415
WTFB0007 | Fabricated Tank & Cover O/D 1000/33/415
WTFB0009 | Fabricated Tank & Cover O/D 160/11/415
WTFB0012 | Fabricated Tank & Cover O/D 630/11/415
WTFB0098 | Fabricated Tank & Cover 3MVA/33/400 MOD
WTFB0137 | Fabricated Tank & Cover 1250kVA 11kV 415V
WTFB0172 | Fabricated Tank & Cover 1500/11/415
WTFB0251 | Fabricated Tank & Cover 1500kVA 33kV 415V
WTFB0253 | Fabricated Tank & Cover 1500/33/415
WTFB0275 | Fabricated Tank & Cover 5kVA 33kV
WTFB0317 | Fabricated Tank & Cover 1000/33/480
WTFB0344 | Fabricated Tank & Cover 2000/33/415
WTFB0365 | Fabricated Tank & Cover 2000/33/400
WTFB0371 | Fabricated Tank & Cover 1250/33/400
WTFB0408 | Fabricated Tank & Cover 3150/11/415
WTFB0532 | Fabricated Tank & Cover O/D 160/33/415 Ph2
WTGF0001 | Powder Painted Tank & Cover after Gavanizing Standard O/D 100/33/415
WTGF0002 | Powder Painted Tank & Cover after Gavanizing Standard O/D 160/33/415
WTGF0003 | Powder Painted Tank & Cover after Gavanizing Standard O/D 250/33/415
WTGF0004 | Powder Painted Tank & Cover after Gavanizing Standard O/D 400/33/415
WTGF0005 | Powder Painted Tank & Cover after Gavanizing Standard O/D 630/33/415
WTGF0006 | Powder Painted Tank & Cover after Fabricating, Tank Welding & Gavanizing Standard O/D 800/33/415
WTGF0007 | Powder Painted Tank & Cover after Fabricating, Tank Welding & Gavanizing Standard O/D 1000/33/415
WTGF0008 | Powder Painted Tank & Cover after Fabricating, Tank Welding & Gavanizing Standard O/D 100/11/415
WTGF0009 | Powder Painted Tank & Cover after Fabricating, Tank Welding & Gavanizing Standard O/D 160/11/415
WTGF0010 | Powder Painted Tank & Cover after Fabricating, Tank Welding & Gavanizing Standard O/D 250/11/415
WTGF0011 | Powder Painted Tank & Cover after Gavanizing Standard O/D 400/11/415
WTGF0012 | Powder Painted Tank & Cover after Gavanizing Standard O/D 630/11/415
WTGF0013 | Powder Painted Tank & Cover after Gavanizing Standard O/D 800/11/415
WTGF0014 | Powder Painted Tank & Cover after Fabricating, Tank Welding & Gavanizing Standard O/D 1000/11/415
WTGF0015 | Powder Painted Tank & Cover after Fabricating, Tank Welding & Gavanizing Standard I/D 100/11/415
WTGF0016 | Powder Painted Tank & Cover after Fabricating, Tank Welding & Gavanizing Standard I/D 160/11/415
WTGF0017 | Powder Painted Tank & Cover after Gavanizing Standard I/D 250/11/415
WTGF0018 | Powder Painted Tank & Cover after Gavanizing Standard I/D 400/11/415
WTGF0019 | Powder Painted Tank & Cover after Fabricating, Tank Welding & Gavanizing Standard I/D 630/11/415
WTGF0020 | Powder Painted Tank & Cover after Fabricating, Tank Welding & Gavanizing Standard I/D 800/11/415
WTGF0021 | Powder Painted Tank & Cover after Fabricating, Tank Welding & Gavanizing Standard I/D 1000/11/415
WTGF0046 | Tank & Cover after Fabricating, Tank Welding, Gavanizing & Marine Painting 5MVA/33/11
WTGF0272 | Finished Tank & Cover after Gavanizing 100kVA 11kV/400V
WTGF0274 | Powder Painted Tank & Cover after Gavanizing Standard O/D 200/11/433
WTGF0374 | Powder Painted Tank & Cover after Galvanizing 800/11/415
WTHC0005 | HV CNC Windings Standard O/D 630/33/415
WTHC0006 | HV CNC Windings Standard O/D 800/33/415
WTHC0007 | HV CNC Windings Standard O/D 1000/33/415
WTHC0012 | HV CNC Windings Standard O/D 630/11/415
WTHC0013 | HV CNC Windings Standard O/D 800/11/415
WTHC0014 | HV CNC Windings Standard O/D 1000/11/415
WTHC0019 | HV CNC Windings Standard I/D 630/11/415
WTHC0020 | HV CNC Windings Standard I/D 800/11/415
WTHC0021 | HV CNC Windings Standard I/D 1000/11/415
WTHC0027 | HV CNC Windings 800A 30s 33kV ET
WTHC0046 | HV CNC Windings 5MVA/33/11
WTHC0072 | HV CNC Windings Outdoor 1000/33/400
WTHC0074 | HV CNC Windings 2000/33/415
WTHC0098 | HV CNC Windings 3MVA/33/400 MOD
WTHC0101 | HV CNC Windings 500/33/415
WTHC0112 | HV Winding CNC Two Step 2500/33/415 O/D STD
WTHC0134 | HV CNC Windings 2000/33/11
WTHC0172 | HV CNC Windings 1500/11/415
WTHC0224 | HV CNC Windings 1750/33/400
WTHC0279 | HV CNC Windings 1250/33/415
WTHC0317 | HV CNC Windings O/D 1000/33/480
WTHC0319 | HV CNC Windings 2500/33/440
WTHC0322 | HV CNC Windings 1250/11/415
WTHC0344 | HV CNC Windings 2000/33/415
WTHC0363 | HV CNC Windings Outdoor 1000/33/400 Solar
WTHC0365 | HV CNC Windings 2000/33/400
WTHC0371 | HV CNC Windings 1250/33/400
WTHC0374 | HV CNC Windings 800/11/415
WTHC0382 | HV Winding Multi Step 2000/3.3/415 O/D Yd1
WTHC0396 | HV CNC Windings 2000/11/3.3
WTHC0398 | HV CNC Windings 1000/33/400
WTHC0408 | HV CNC Windings 3150/11/415
WTHC0411 | HV CNC Windings 2000/33/3.3
WTHC0414 | Winding of 800A 30s 33kV ET with Plugin Type Bushings with Interface C
WTHC0418 | HV CNC Windings 1500/33/400 Solar
WTHC0421 | HV CNC Windings O/D 800/33/400
WTHC0429 | HV CNC Windings 2500/33/690
WTHC0452 | HV Winding CNC Multi Step 1000/11/400
WTHC0457 | HV CNC Windings 1000kVA 11kV 415V 3� Transformer with On Load Tap Changer and LV Box
WTHC0458 | HV CNC Windings 630kVA 11kV 415V 3� Transformer for LTLT Solar System
WTHC0459 | HV CNC Windings 2600/33/690
WTHC0464 | HV CNC Windings 1750/33/400 Solar
WTHC0477 | HV CNC Windings 1600/33/400 Solar
WTHC0487 | HV Rectangular Windings 250/400/220
WTHC0493 | HV CNC Windings 1500/33/11
WTHC0494 | HV CNC Windings 2500/33/415
WTHC0495 | HV CNC Windings 630/33/400 Solar
WTHC0506 | HV CNC Windings 2000/33/415
WTHC0523 | HV CNC Windings 1250/33/415 Silicone
WTHC0528 | HV Winding of Outdoor 1250 kVA, 33 kV/800 V (Solar) Outdoor TF with ISD
WTHC0541 | HV Winding of Outdoor 1250 kVA, 33 kV/800 V (Solar) Outdoor TF with ISD
WTHC0545 | HV Winding of Outdoor 1000 kVA, 33 kV/800 V (Solar) Outdoor TF with ISD
WTHC0549 | HV Winding of 2500kVA 33kV 690V ONAN Outdoor Transformer with ISD Unit
WTHC0569 | HV Winding of 2000kVA 33kV 415V 3� 50Hz Transformer with LV cable box & ISD Unit
WTHC0572 | HV Winding of 2000kVA 33kV 400V 3� 50Hz ONAN Outdoor Transformer with ISD Unit for Solar Project
WTHC0574 | HV Winding of 1600kVA 33kV 415V ONAN Outdoor Transformer with LV Cable box & ISD unit
WTHC0578 | HV Winding CNC 3500/2500/1000kVA , 6000V/420V/420V, ONAN , Three winding transformer
WTHC0584 | HV Winding CNC Multi Step 630/11/415 O/D STD PH2
WTHC0585 | HV Winding CNC Multi Step 800/11/415 O/D STD PH2
WTHC0586 | HV Winding CNC Multi Step 1000/11/415 O/D STD PH2
WTHC0597 | HV Winding CNC Multi Step 2000/33/400 O/D STD EU
WTHC0598 | HV Winding CNC Multi Step 2500/33/400 O/D STD EU
WTHC0602 | HV Winding CNC Multi Step 1600/33/415 O/D STD EU
WTHC0603 | HV Winding CNC Multi Step 2000/33/415 O/D STD EU
WTHC0604 | HV Winding CNC Multi Step 2500/33/415 O/D STD EU
WTHC0605 | HV Winding CNC Multi Step 3150/33/415 O/D STD EU
WTHC0610 | HV Winding CNC Multi Step 2500/33/690 O/D STD EU
WTHC0627 | HV CNC Windings 5MVA/33/11 Foil design
WTHC0679 | HV Winding CNC Multi Step 1600kVA 11kV 400V Ynd11 I/D Transformer
WTHC0680 | HV Winding CNC Multi Step 1500/11/400 O/D
WTHC0685 | HV CNC Windings 2000/3.3/440 SCity
WTHC0698 | HV CNC Windings 5MVA 33kV/11kV Foil Design for Smaller Tank
WTHC0717 | HV Winding CNC Multi Step 1000/33/400 O/D STD EU AL
WTHC0720 | HV Winding CNC Multi Step 2000/33/400 O/D STD EU AL
WTHC0735 | HV Winding CNC Multi Step 1000/33/690 O/D STD EU AL
WTHC0736 | HV Winding CNC Multi Step 1250/33/690 O/D STD EU AL
WTHC0742 | HV Winding CNC Multi Step 1250/33/800 O/D STD EU AL
WTHC0816 | HV Winding CNC Multi Step 2000/11/415 O/D STD EU
WTHC0884 | HV Winding CNC Multi Step 3150/33/3300 O/D STD EU
WTHC0888 | HV Winding CNC Multi Step 2000/33/6300 O/D STD EU
WTHC1105 | HV CNC Windings Multi Step Oval 630/11/415 EU
WTHC1106 | HV CNC Windings Multi Step Oval 800/11/415 EU
WTHC1107 | HV Winding CNC Multi Step 1600/11/400 O/D
WTHN0001 | HV new Windings Standard O/D 100/33/415
WTHN0002 | HV new Windings Standard O/D 160/33/415
WTHN0003 | HV new Windings Standard O/D 250/33/415
WTHN0004 | HV new Windings Standard O/D 400/33/415
WTHN0005 | HV new Windings Standard O/D 630/33/415
WTHN0008 | HV new Windings Standard O/D 100/11/415
WTHN0009 | HV new Windings Standard O/D 160/11/415
WTHN0010 | HV new Windings Standard O/D 250/11/415
WTHN0011 | HV new Windings Standard O/D 400/11/415
WTHN0015 | HV new Windings Standard I/D 100/11/415
WTHN0016 | HV new Windings Standard I/D 160/11/415
WTHN0017 | HV new Windings Standard I/D 250/11/415
WTHN0018 | HV new Windings Standard I/D 400/11/415
WTHN0026 | HV new Windings Standard 160/33/400 AT
WTHN0034 | HV New Windings Multi Step Oval 100/33/415 Ph1
WTHN0056 | HV New Windings Multi Step Oval 250/33/415 Ph1
WTHN0093 | HV Winding Multi Step Oval 950/33/1000
WTHN0097 | HV New Windings Multi Step Oval 800/33/400
WTHN0147 | HV Windings 400/33/415
WTHN0148 | HV Windings 630/33/415
WTHN0274 | HV new Windings Standard O/D 200/11/433
WTHN0404 | HV winding of O/D 630/33/400
WTHN0410 | HV Windings 200/33/400
WTHN0505 | HV Windings 400/33/415 EDCO
WTHN0508 | HV New Windings Multi Step Oval 160/33/415 Ph1
WTHN0509 | HV new Windings Multi Step Oval 400/33/415 Ph1
WTHN0510 | HV new Windings Multi Step Oval 630/33/415 Ph1
WTHN0511 | HV New Windings Multi Step Oval 800/33/415 Ph1
WTHN0512 | HV New Windings Multi Step Oval 1000/33/415 Ph1
WTHN0531 | HV New Windings Multi Step Oval 100/33/415 Ph2
WTHN0532 | HV New Windings Multi Step Oval 160/33/415 Ph2
WTHN0533 | HV New Windings Multi Step Oval 250/33/415 Ph2
WTHN0533-1 | HV New Windings Multi Step Oval 250/33/415 Ph2 R1
WTHN0534 | HV New Windings Multi Step Oval 400/33/415 Ph2
WTHN0534-1 | HV New Windings Multi Step Oval 400/33/415 Ph2 R1
WTHN0535 | HV New Windings Multi Step Oval 630/33/415 Ph2
WTHN0536 | HV New Windings Multi Step Oval 800/33/415 Ph2
WTHN0537 | HV New Windings Multi Step Oval 1000/33/415 Ph2
WTHN0537-1 | HV New Windings Multi Step Oval 1000/33/415 Ph2 R1
WTHN0547 | HV winding of 1000kVA 33kV 400V Outdoor Transformer with ISD Unit
WTHN0548 | HV Winding of O/D 630/33/400
WTHN0567 | HV Winding of 400 A, 10 Sec, 15kV Earthing Transformer to EEP
WTHN0568 | HV Winding of 260 A, 10 Sec, 33kV Earthing Transformer to EEP
WTHN0580 | HV Winding New Multi Step 100/11/415 O/D STD PH2
WTHN0581 | HV Winding New Multi Step 160/11/415 O/D STD PH2
WTHN0582 | HV Winding New Multi Step 250/11/415 O/D STD PH2
WTHN0583 | HV Winding New Multi Step 400/11/415 O/D STD PH2
WTHN0594 | HV Winding New Multi Step 1000/33/400 O/D STD EU
WTHN0595 | HV Winding New Multi Step 1250/33/400 O/D STD EU
WTHN0600 | HV Winding New Multi Step 1000/33/415 O/D STD EU
WTHN0601 | HV Winding New Multi Step 1250/33/415 O/D STD EU
WTHN0612 | HV Winding New Multi Step 1000/33/800 O/D STD EU
WTHN0620 | HV New Windings Multi Step Oval 75/33/400 Mozambique
WTHN0621 | HV Winding New Multi Step 200/11/400
WTHN0623 | HV Winding New 1250kVA, 400V/800V, ONAN , Three winding transformer
WTHN0695 | HV Winding Multi Step 1000/33/440 O/D
WTHN1065 | HV New Windings Multi Step Oval 100/33/415 EU
WTHN1066 | HV New Windings Multi Step Oval 160/33/415 EU
WTHN1067 | HV New Windings Multi Step Oval 250/33/415 EU
WTHN1068 | HV New Windings Multi Step Oval 400/33/415 EU
WTHN1069 | HV New Windings Multi Step Oval 630/33/415 EU
WTHN1070 | HV New Windings Multi Step Oval 800/33/415 EU
WTHN1101 | HV New Windings Multi Step Oval 100/11/415 EU
WTHN1102 | HV New Windings Multi Step Oval 160/11/415 EU
WTHN1103 | HV New Windings Multi Step Oval 250/11/415 EU
WTHN1104 | HV New Windings Multi Step Oval 400/11/415 EU
WTHN1133 | HV Winding New Multi Step 1250/33/415 O/D TF with OLTC
WTHN1137 | HV New Windings Multi Step Oval 630/33/433
WTHN2000 | HV Winding New Multi Step 1000/33/415 O/D STD EU Sample
WTHO0001 | HV Windings (Old M/C) Standard O/D 100/33/415
WTHO0002 | HV Windings (Old M/C) Standard O/D 160/33/415
WTHO0003 | HV Windings (Old M/C) Standard O/D 250/33/415
WTHO0004 | HV Windings (Old M/C) Standard O/D 400/33/400
WTHO0063 | HV Windings (Old M/C) EEP O/D 200/33/400
WTHO0102 | HV Windings 33kV 110V NVD Transformer
WTHO0128 | HV Windings (Old M/C) Special O/D 50/33/415
WTHO0201 | HV Windings (Old M/C) O/D 5/33
WTHO0202 | HV Windings (Old M/C) O/D 5/11
WTHO0309 | HV Windings (Old M/C) 200/11/400
WTHO0330 | HV Windings (Old M/C) 350/3.3/415
WTHO0332 | HV WINDING OF 10kVA 33kV 110V NVD Transformer (Special)
WTHO0430 | HV Old Windings Standard 400/33/400 AT
WTHO0443 | HV Windings (Old M/C) 200/33/400 AT
WTHO0471 | HV Windings (Old M/C) 50/400/220 YNyn0
WTHO0620 | HV Old Windings Multi Step Oval 75/33/400 Mozambique
WTHO0694 | HV Winding 10 kVA 33kV 64V NVD Transformer with YN - Open Delta
WTHO1135 | HV Windings (Old M/C) Exhibit 160/11/415
WTLF0001 | LV Winding Standard O/D 100/33/415
WTLF0002 | LV Winding Standard O/D 160/33/415
WTLF0003 | LV Winding Standard O/D 250/33/415
WTLF0004 | LV Winding Standard O/D 400/33/415
WTLF0005 | LV Winding Standard O/D 630/33/415
WTLF0006 | LV Winding Standard O/D 800/33/415
WTLF0007 | LV Winding Standard O/D 1000/33/415
WTLF0008 | LV Winding Standard O/D 100/11/415
WTLF0009 | LV Winding Standard O/D 160/11/415
WTLF0010 | LV Winding Standard O/D 250/11/415
WTLF0011 | LV Winding Standard O/D 400/11/415
WTLF0012 | LV Winding Standard O/D 630/11/415
WTLF0013 | LV Winding Standard O/D 800/11/415
WTLF0014 | LV Winding Standard O/D 1000/11/415
WTLF0016 | LV Winding Standard I/D 160/11/415
WTLF0017 | LV Winding Standard I/D 250/11/415
WTLF0018 | LV Winding Standard I/D 400/11/415
WTLF0019 | LV Winding Standard I/D 630/11/415
WTLF0020 | LV Winding Standard I/D 800/11/415
WTLF0021 | LV Winding Standard I/D 1000/11/415
WTLF0026 | LV Winding Standard 160/33/400 Aux
WTLF0034 | LV Winding Multi Step Oval 100/33/415 Ph1
WTLF0056 | LV Winding Multi Step Oval 250/33/415 Ph1
WTLF0063 | LV Winding EEP O/D 200/33/400
WTLF0072 | LV Winding Outdoor 1000/33/400
WTLF0074 | LV Winding 2000/33/415
WTLF0093 | LV Winding Multi Step Oval 950/33/1000
WTLF0097 | LV Winding Multi Step Oval 800/33/400
WTLF0098 | LV Winding 3MVA/33/400 MOD
WTLF0101 | LV Winding 500/33/415
WTLF0112 | LV Winding Foil Two Step 2500/33/415 O/D STD
WTLF0147 | LV Winding 400/33/415
WTLF0148 | LV Winding 630/33/415 -
WTLF0172 | LV Winding 1500/11/415
WTLF0274 | LV Winding Standard O/D 200/11/433
WTLF0279 | LV Winding Foil Multi Step 1250/33/415 O/D
WTLF0309 | LV Winding O/D 200/11/400
WTLF0317 | LV Winding 1000/33/480
WTLF0319 | LV Winding 2500/33/440
WTLF0322 | LV Winding 1250/11/415
WTLF0330 | LV Winding Standard 350/3.3/415
WTLF0344 | LV Winding 2000/33/415
WTLF0363 | LV Winding Outdoor 1000/33/400 Solar
WTLF0365 | LV Winding 2000/33/400
WTLF0371 | LV Winding 1250/33/400
WTLF0382 | LV winding Multi Step 2000/3.3/415 O/D Yd1
WTLF0398 | LV Winding 1000/33/400
WTLF0404 | LV winding of O/D 630/33/400
WTLF0408 | LV Winding 3150/11/415
WTLF0410 | LV Winding 200/33/400
WTLF0418 | LV Winding 1500/33/400 Solar
WTLF0421 | LV Winding O/D 800/33/400
WTLF0429 | LV Winding 2500/33/690
WTLF0430 | LV Winding Standard 400/33/400 Aux
WTLF0443 | LV Winding Standard 200/33/400 Aux
WTLF0452 | LV Winding Foil Multi Step 1000/11/400
WTLF0458 | LV Winding 630kVA 11kV 415V 3� Transformer for LTLT Solar System
WTLF0459 | LV Winding 2600/33/690
WTLF0464 | LV Winding 1750/33/400 Solar
WTLF0477 | LV Winding 1600/33/400 Solar
WTLF0487 | LV Winding 250/400/220
WTLF0494 | LV Winding 2500/33/415
WTLF0495 | LV Winding 630/33/400 Solar
WTLF0505 | LV Winding 400/33/415 EDCO
WTLF0506 | LV Winding 2000/33/415
WTLF0508 | LV Winding Multi Step Oval 160/33/415 Ph1
WTLF0509 | LV Winding Multi Step Oval 400/33/415 Ph1
WTLF0510 | LV Winding Multi Step Oval 630/33/415 Ph1
WTLF0511 | LV Winding Multi Step Oval 800/33/415 Ph1
WTLF0512 | LV Winding Multi Step Oval 1000/33/415 Ph1
WTLF0523 | LV Winding 1250/33/415 Silicone
WTLF0528 | LV Winding of Outdoor 1250 kVA, 33 kV/800 V (Solar) Outdoor TF with ISD
WTLF0531 | LV Winding Multi Step Oval 100/33/415 Ph2
WTLF0532 | LV Winding Multi Step Oval 160/33/415 Ph2
WTLF0533 | LV Winding Multi Step Oval 250/33/415 Ph2
WTLF0533-1 | LV Winding Multi Step Oval 250/33/415 Ph2 R1
WTLF0534 | LV Winding Multi Step Oval 400/33/415 Ph2
WTLF0534-1 | LV Winding Multi Step Oval 400/33/415 Ph2 R1
WTLF0535 | LV Winding Multi Step Oval 630/33/415 Ph2
WTLF0536 | LV Winding Multi Step Oval 800/33/415 Ph2
WTLF0537 | LV Winding Multi Step Oval 1000/33/415 Ph2
WTLF0541 | LV Winding of Outdoor 1250 kVA, 33 kV/800 V (Solar) Outdoor TF with ISD
WTLF0545 | LV Winding of Outdoor 1000 kVA, 33 kV/800 V (Solar) Outdoor TF with ISD
WTLF0547 | LV winding of 1000kVA 33kV 400V Outdoor Transformer with ISD Unit
WTLF0548 | LV Winding of O/D 630/33/400
WTLF0549 | LV Winding of 2500kVA 33kV 690V ONAN Outdoor Transformer with ISD Unit
WTLF0569 | LV Winding of 2000kVA 33kV 415V 3� 50Hz Transformer with LV cable box & ISD Unit
WTLF0572 | LV Winding of 2000kVA 33kV 400V 3� 50Hz ONAN Outdoor Transformer with ISD Unit for Solar Project
WTLF0574 | LV Winding of 1600kVA 33kV 415V ONAN Outdoor Transformer with LV Cable box & ISD unit
WTLF0578 | LV Winding Foil 3500/2500/1000kVA , 6000V/420V/420V, ONAN , Three winding transformer
WTLF0580 | LV Winding Foil Multi Step 100/11/415 O/D STD PH2
WTLF0581 | LV Winding Foil Multi Step 160/11/415 O/D STD PH2
WTLF0582 | LV Winding Foil Multi Step 250/11/415 O/D STD PH2
WTLF0583 | LV Winding Foil Multi Step 400/11/415 O/D STD PH2
WTLF0584 | LV Winding Foil Multi Step 630/11/415 O/D STD PH2
WTLF0585 | LV Winding Foil Multi Step 800/11/415 O/D STD PH2
WTLF0586 | LV Winding Foil Multi Step 1000/11/415 O/D STD PH2
WTLF0594 | LV Winding Foil Multi Step 1000/33/400 O/D STD EU
WTLF0595 | LV Winding Foil Multi Step 1250/33/400 O/D STD EU
WTLF0597 | LV Winding Foil Multi Step 2000/33/400 O/D STD EU
WTLF0598 | LV Winding Foil Multi Step 2500/33/400 O/D STD EU
WTLF0600 | LV Winding Foil Multi Step 1000/33/415 O/D STD EU
WTLF0601 | LV Winding Foil Multi Step 1250/33/415 O/D STD EU
WTLF0602 | LV Winding Foil Multi Step 1600/33/415 O/D STD EU
WTLF0603 | LV Winding Foil Multi Step 2000/33/415 O/D STD EU
WTLF0604 | LV Winding Foil Multi Step 2500/33/415 O/D STD EU
WTLF0605 | LV Winding Foil Multi Step 3150/33/415 O/D STD EU
WTLF0610 | LV Winding Foil Multi Step 2500/33/690 O/D STD EU
WTLF0612 | LV Winding Foil Multi Step 1000/33/800 O/D STD EU
WTLF0613 | LV Winding Foil Multi Step 1250/33/800 O/D STD EU
WTLF0621 | LV Winding Foil Multi Step 200/11/400
WTLF0623 | LV Winding Foil 1250kVA, 400V/800V, ONAN , Three winding transformer
WTLF0627 | LV Winding 5MVA/33/11 Foil design
WTLF0679 | LV Winding Foil Multi Step 1600kVA 11kV 400V Ynd11 I/D Transformer
WTLF0680 | LV Winding Foil Multi Step 1500/11/400 O/D
WTLF0685 | LV Winding 2000/3.3/440 SCity
WTLF0695 | LV Winding Multi Step 1000/33/440 O/D
WTLF0698 | LV Winding 5MVA 33kV/11kV Foil Design for Smaller Tank
WTLF0717 | LV Winding Foil Multi Step 1000/33/400 O/D STD EU AL
WTLF0720 | LV Winding Foil Multi Step 2000/33/400 O/D STD EU AL
WTLF0735 | LV Winding Foil Multi Step 1000/33/690 O/D STD EU AL
WTLF0736 | LV Winding Foil Multi Step 1250/33/690 O/D STD EU AL
WTLF0742 | LV Winding Foil Multi Step 1250/33/800 O/D STD EU AL
WTLF0813 | LV Winding Multi Step Oval 1000/11/415 EU
WTLF0816 | LV Winding Foil Multi Step 2000/11/415 O/D STD EU
WTLF1062 | LV Winding Foil Multi Step 400/33/400 O/D STD EU
WTLF1065 | LV Winding Multi Step Oval 100/33/415 EU
WTLF1066 | LV Winding Multi Step Oval 160/33/415 EU
WTLF1067 | LV Winding Multi Step Oval 250/33/415 EU
WTLF1068 | LV Winding Multi Step Oval 400/33/415 EU
WTLF1069 | LV Winding Multi Step Oval 630/33/415 EU
WTLF1070 | LV Winding Multi Step Oval 800/33/415 EU
WTLF1101 | LV Winding Multi Step Oval 100/11/415 EU
WTLF1102 | LV Winding Multi Step Oval 160/11/415 EU
WTLF1103 | LV Winding Multi Step Oval 250/11/415 EU
WTLF1104 | LV Winding Multi Step Oval 400/11/415 EU
WTLF1105 | LV Winding Multi Step Oval 630/11/415 EU
WTLF1106 | LV Winding Multi Step Oval 800/11/415 EU
WTLF1107 | LV Winding Foil Multi Step 1600/11/400 O/D
WTLF1131 | LV Winding Foil Multi Step 4000/33/690 O/D TF
WTLF1133 | LV Winding Foil Multi Step 1250/33/415 O/D Transformer with OLTC
WTLF1135 | LV Winding Exhibit 160/11/415
WTLF1137 | LV Winding Multi Step Oval 630/33/433
WTLF2000 | LV Winding Foil Multi Step 1000/33/415 O/D STD EU Sample
WTLW0046 | LV Winding 5MVA/33/11
WTLW0102 | LV Wire Winding 33kV 110V NVD Transformer
WTLW0128 | LV Rect. Winding Special O/D 50/33/415
WTLW0134 | LV Rectangular Winding 2000/33/11
WTLW0201 | LV Wire Winding 5/33
WTLW0332 | LV WINDING OF 10kVA 33kV 110V NVD Transformer (Special)
WTLW0396 | LV Winding O/D 2000/11/3.3
WTLW0411 | LV Winding 2000/33/3.3
WTLW0471 | LV Rectangular Winding 50/400/220 YNyn0
WTLW0493 | LV Rectangular Winding 1500/33/11
WTLW0620 | LV Winding Multi Step Oval 75/33/400 Mozambique
WTLW0694 | LW Winding 10 kVA 33kV 64V NVD Transformer with YN - Open Delta
WTLW0884 | LV Winding Rectangular Multi Step 3150/33/3300 O/D STD EU
WTLW0888 | LV Winding Rectangular Multi Step 2000/33/6300 O/D STD EU
WTOV0001 | Oven Standard O/D 100/33/415
WTOV0002 | Oven Standard O/D 160/33/415
WTOV0003 | Oven Standard O/D 250/33/415
WTOV0004 | Oven Standard O/D 400/33/415
WTOV0005 | Oven Standard O/D 630/33/415
WTOV0006 | Oven Standard O/D 800/33/415
WTOV0007 | Oven Standard O/D 1000/33/415
WTOV0008 | Oven Standard O/D 100/11/415
WTOV0009 | Oven Standard O/D 160/11/415
WTOV0010 | Oven Standard O/D 250/11/415
WTOV0011 | Oven Standard O/D 400/11/415
WTOV0012 | Oven Standard O/D 630/11/415
WTOV0013 | Oven Standard O/D 800/11/415
WTOV0014 | Oven Standard O/D 1000/11/415
WTOV0015 | Oven Standard I/D 100/11/415
WTOV0016 | Oven Standard I/D 160/11/415
WTOV0017 | Oven Standard I/D 250/11/415
WTOV0018 | Oven Standard I/D 400/11/415
WTOV0019 | Oven Standard I/D 630/11/415
WTOV0020 | Oven Standard I/D 800/11/415
WTOV0021 | Oven Standard I/D 1000/11/415
WTOV0026 | Oven Standard 160/33/400 AT
WTOV0027 | Oven 800A 30s 33kV ET
WTOV0034 | Oven Multi Step Oval 100/33/415
WTOV0046 | Oven 5MVA/33/11
WTOV0056 | Oven Multi Step Oval 250/33/415
WTOV0063 | Oven EEP O/D 200/33/400
WTOV0072 | Oven Outdoor 1000/33/400
WTOV0073 | Oven 400/33/400
WTOV0074 | Oven 2000/33/415
WTOV0093 | Ovening Multi Step Oval 950/33/1000
WTOV0097 | Oven Multi Step Oval 800/33/400
WTOV0098 | Oven 3MVA/33/400 MOD
WTOV0101 | Oven 500/33/415
WTOV0102 | Oven 33kV 110V NVD Transformer
WTOV0128 | Oven Standard O/D 50/33/415
WTOV0134 | Oven 2000/33/11
WTOV0172 | Oven 1500/11/415
WTOV0201 | Oven 5/33
WTOV0202 | Oven 5/11
WTOV0222 | Oven Multi Step Oval 400/33/415 Ph2 with plug in bushings in MV end & LV Cable box
WTOV0224 | Oven 1750/33
WTOV0253 | Oven 1500/33/415
WTOV0272 | Oven Standard 100/11/400 DEWA
WTOV0274 | Oven Standard O/D 200/11/433
WTOV0275 | Oven 5/33/240
WTOV0279 | Oven 1250/33/415
WTOV0283 | Oven 2500/33/415
WTOV0309 | Oven 200/11/400
WTOV0317 | Oven 1000/33/480
WTOV0319 | Oven 2500/33/440
WTOV0322 | Oven 1250/11/415
WTOV0330 | Oven Standard 350/3.3/415
WTOV0332 | OVENING OF 10kVA 33kV 110V NVD Transformer (Special)
WTOV0344 | Oven 2000/33/415
WTOV0363 | Oven Outdoor 1000/33/400 Solar
WTOV0365 | Oven 2000/33/400
WTOV0371 | Oven 1250/33/400
WTOV0374 | Oven 800/11/415
WTOV0382 | Ovening Multi Step 2000/3.3/415 O/D Yd1
WTOV0396 | Oven 2000/11/3.3
WTOV0398 | Oven 1000/33/400
WTOV0404 | Ovening of O/D 630/33/400
WTOV0408 | Oven 3150/11/415
WTOV0410 | Oven 200/33/400
WTOV0411 | Oven 2000/33/3.3
WTOV0414 | Ovening 800A 30s 33kV ET with Plugin Type Bushings with Interface C
WTOV0418 | Oven 1500/33/400 Solar
WTOV0421 | Oven O/D 800/33/400
WTOV0425 | Oven 630/11/400 Solar
WTOV0429 | Oven 2500/33/690
WTOV0430 | Oven Standard 400/33/400 AT
WTOV0443 | Oven Standard 200/33/400 AT
WTOV0452 | Oven Multi Step 1000/11/400
WTOV0457 | Oven 1000kVA 11kV 415V 3� Transformer with On Load Tap Changer and LV Box
WTOV0458 | Oven 630kVA 11kV 415V 3� Transformer for LTLT Solar System
WTOV0459 | Oven 2600/33/690
WTOV0464 | Oven 1750/33/400 Soalr
WTOV0471 | Oven 50/400/220 YNyn0
WTOV0477 | Oven 1600/33/400 Soalr
WTOV0487 | Oven 250/400/220
WTOV0493 | Oven 1500/33/11
WTOV0494 | Oven 2500/33/415
WTOV0495 | Oven 630/33/400 Solar
WTOV0501 | Oven Standard 50/33/433
WTOV0502 | Oven Standard 100/33/433
WTOV0503 | Oven Standard 200/33/433
WTOV0504 | Oven Standard 500/33/433
WTOV0506 | Oven 2000/33/415
WTOV0508 | Oven Multi Step Oval 160/33/415
WTOV0509 | Oven Multi Step Oval 400/33/415
WTOV0510 | Oven Multi Step Oval 630/33/415
WTOV0511 | Oven Multi Step Oval 800/33/415
WTOV0512 | Oven Multi Step Oval 1000/33/415
WTOV0523 | Oven 1250/33/415 Silicone
WTOV0528 | Ovening of Outdoor 1250 kVA, 33 kV/800 V (Solar) Outdoor TF with ISD
WTOV0531 | Oven Multi Step Oval 100/33/415 Ph2
WTOV0532 | Oven Multi Step Oval 160/33/415 Ph2
WTOV0533 | Oven Multi Step Oval 250/33/415 Ph2
WTOV0533-1 | Oven Multi Step Oval 250/33/415 Ph2 R1
WTOV0534 | Oven Multi Step Oval 400/33/415 Ph2
WTOV0534-1 | Oven Multi Step Oval 400/33/415 Ph2 R1
WTOV0535 | Oven Multi Step Oval 630/33/415 Ph2
WTOV0536 | Oven Multi Step Oval 800/33/415 Ph2
WTOV0537 | Oven Multi Step Oval 1000/33/415 Ph2
WTOV0541 | Ovening of Outdoor 1250 kVA, 33 kV/800 V (Solar) Outdoor TF with ISD
WTOV0545 | Ovening of Outdoor 1000 kVA, 33 kV/800 V (Solar) Outdoor TF with ISD
WTOV0547 | Ovening of 1000kVA 33kV 400V Outdoor Transformer with ISD Unit
WTOV0548 | Ovening of O/D 630/33/400
WTOV0549 | Ovening of 2500kVA 33kV 690V ONAN Outdoor Transformer with ISD Unit
WTOV0567 | Ovening of 400 A, 10 Sec, 15kV Earthing Transformer to EEP
WTOV0568 | Ovening of 260 A, 10 Sec, 33kV Earthing Transformer to EEP
WTOV0569 | Ovening of 2000kVA 33kV 415V 3� 50Hz Transformer with LV cable box & ISD Unit
WTOV0571 | Ovening of Winding Temperature Direct Measuring Transformer
WTOV0572 | Ovening of 2000kVA 33kV 400V 3� 50Hz ONAN Outdoor Transformer with ISD Unit for Solar Project
WTOV0574 | Ovening of 1600kVA 33kV 415V ONAN Outdoor Transformer with LV Cable box & ISD unit
WTOV0578 | Oven 3500/2500/1000kVA , 6000V/420V/420V, ONAN , Three winding transformer
WTOV0580 | Oven Multi Step 100/11/415 O/D STD PH2
WTOV0581 | Oven Multi Step 160/11/415 O/D STD PH2
WTOV0582 | Oven Multi Step 250/11/415 O/D STD PH2
WTOV0583 | Oven Multi Step 400/11/415 O/D STD PH2
WTOV0584 | Oven Multi Step 630/11/415 O/D STD PH2
WTOV0585 | Oven Multi Step 800/11/415 O/D STD PH2
WTOV0586 | Oven Multi Step 1000/11/415 O/D STD PH2
WTOV0594 | Oven Multi Step 1000/33/400 O/D STD EU
WTOV0595 | Oven Multi Step 1250/33/400 O/D STD EU
WTOV0597 | Oven Multi Step 2000/33/400 O/D STD EU
WTOV0598 | Oven Multi Step 2500/33/400 O/D STD EU
WTOV0600 | Oven Multi Step 1000/33/415 O/D STD EU
WTOV0601 | Oven Multi Step 1250/33/415 O/D STD EU
WTOV0602 | Oven Multi Step 1600/33/415 O/D STD EU
WTOV0603 | Oven Multi Step 2000/33/415 O/D STD EU
WTOV0604 | Oven Multi Step 2500/33/415 O/D STD EU
WTOV0605 | Oven Multi Step 3150/33/415 O/D STD EU
WTOV0610 | Oven Multi Step 2500/33/690 O/D STD EU
WTOV0612 | Oven Multi Step 1000/33/800 O/D STD EU
WTOV0620 | Oven Multi Step Oval 75/33/400 Mozambique
WTOV0621 | Oven Multi Step 200/11/400
WTOV0622 | Oven Amorphous Core 100/33/415
WTOV0623 | Oven 1250kVA, 400V/800V, ONAN , Three winding transformer
WTOV0679 | Oven Multi Step 1600kVA 11kV 400V Ynd11 I/D Transformer
WTOV0685 | Oven 2000/3.3/440 SCity
WTOV0690 | Ovening Multi Step 100/11/400 I/D
WTOV0691 | Ovening Multi Step 160/11/400 I/D
WTOV0692 | Ovening Multi Step 250/11/400 I/D
WTOV0694 | Ovening 10kVA 33kV 64V NVD Transformer with YN - Open Delta
WTOV0695 | Ovening Multi Step 1000/33/440 O/D
WTOV0717 | Oven Multi Step 1000/33/400 O/D STD EU AL
WTOV0720 | Oven Multi Step 2000/33/400 O/D STD EU AL
WTOV0735 | Oven Multi Step 1000/33/690 O/D STD EU AL
WTOV0736 | Oven Multi Step 1250/33/690 O/D STD EU AL
WTOV0742 | Oven Multi Step 1250/33/800 O/D STD EU AL
WTOV0816 | Oven Multi Step 2000/11/415 O/D STD EU
WTOV0884 | Oven Multi Step 3150/33/3300 O/D STD EU
WTOV0888 | Oven Multi Step 2000/33/6300 O/D STD EU
WTOV1065 | Oven Multi Step Oval 100/33/415 EU
WTOV1066 | Oven Multi Step Oval 160/33/415 EU
WTOV1067 | Oven Multi Step Oval 250/33/415 EU
WTOV1068 | Oven Multi Step Oval 400/33/415 EU
WTOV1069 | Oven Multi Step Oval 630/33/415 EU
WTOV1070 | Oven Multi Step Oval 800/33/415 EU
WTOV1101 | Oven Multi Step Oval 100/11/415 EU
WTOV1102 | Oven Multi Step Oval 160/11/415 EU
WTOV1103 | Oven Multi Step Oval 250/11/415 EU
WTOV1104 | Oven Multi Step Oval 400/11/415 EU
WTOV1105 | Oven Multi Step Oval 630/11/415 EU
WTOV1106 | Oven Multi Step Oval 800/11/415 EU
WTOV1133 | Oven Multi Step 1250/33/415 O/D Transformer with OLTC
WTOV1138 | Oven Multi Step Oval 1000/33/415 Ph2 with LV cable box & Plug in type bushings
WTOV2000 | Oven Multi Step 1000/33/415 O/D STD EU Sample
WTPF0072 | Powder Painted Tank & Cover after Shot blast 1000/33/400
WTPF0098 | Powder Painted Tank & Cover after Shot blast 3MVA/33/400 MOD
WTPF0172 | Powder Painted Tank & Cover after Shot blast 1500/11/415
WTPF0201 | Powder Painted Tank & Cover after Shot blast 5/33
WTPF0202 | Powder Painted Tank & Cover after Shot blast 5/11
WTPF0224 | Marine Painted Tank & Cover after Shot blast 1750/33
WTPF0253 | Powder Painted Tank & Cover after Shot blast 1500/33/415
WTPF0275 | Powder Painted Tank & Cover after Shot blast 5kVA 33kV
WTPF0317 | Powder Painted Tank & Cover after Shot blast 1000/33/480
WTPF0322 | Powder Painted Tank & Cover after Shot blast 1250/11/415
WTPF0344 | Powder Painted Tank & Cover after Shot blast 2000/33/415
WTPF0365 | Powder Painted Tank & Cover after Shot blast 2000/33/400
WTPF0371 | Powder Painted Tank & Cover after Shot blast 1250/33/400
WTPF0408 | Powder Painted Tank & Cover after Shot blast 3150/11/415
WTPF0418 | Powder Painted Tank & Cover after Shot blast 1500/33/400 Solar
WTPP0001 | Power Plus Powder Painted Tank & Cover after Gavanizing Standard O/D 100/33/415
WTPP0002 | Power Plus Powder Painted Tank & Cover after Gavanizing Standard O/D 160/33/415
WTPP0003 | Power Plus Powder Painted Tank & Cover after Gavanizing Standard O/D 250/33/415
WTPP0004 | Power Plus Powder Painted Tank & Cover after Gavanizing Standard O/D 400/33/415
WTPP0005 | Power Plus Powder Painted Tank & Cover after Gavanizing Standard O/D 630/33/415
WTPP0006 | Power Plus Powder Painted Tank & Cover after Gavanizing Standard O/D 800/33/415
WTPP0007 | Power Plus Powder Painted Tank & Cover after Gavanizing Standard O/D 1000/33/415
WTPP0008 | Power Plus Powder Painted Tank & Cover after Gavanizing Standard O/D 100/11/415
WTPP0009 | Power Plus Powder Painted Tank & Cover after Gavanizing Standard O/D 160/11/415
WTPP0010 | Power Plus Powder Painted Tank & Cover after Gavanizing Standard O/D 250/11/415
WTPP0011 | Power Plus Powder Painted Tank & Cover after Gavanizing Standard O/D 400/11/415
WTPP0012 | Power Plus Powder Painted Tank & Cover after Gavanizing Standard O/D 630/11/415
WTPP0016 | Power Plus Powder Painted Tank & Cover after Gavanizing Standard I/D 160/11/415
WTPP0017 | Power Plus Powder Painted Tank & Cover after Gavanizing Standard I/D 250/11/415
WTPP0018 | Power Plus Powder Painted Tank & Cover after Gavanizing Standard I/D 400/11/415
WTPP0019 | Power Plus Powder Painted Tank & Cover after Gavanizing Standard I/D 630/11/415
WTPP0020 | Power Plus Powder Painted Tank & Cover after Gavanizing Standard I/D 800/11/415
WTPP0021 | Power Plus Powder Painted Tank & Cover after Gavanizing Standard I/D 1000/11/415
WTTK0001 | Tanking Standard O/D 100/33/415
WTTK0002 | Tanking Standard O/D 160/33/415
WTTK0003 | Tanking Standard O/D 250/33/415
WTTK0004 | Tanking Standard O/D 400/33/415
WTTK0005 | Tanking Standard O/D 630/33/415
WTTK0006 | Tanking Standard O/D 800/33/415
WTTK0007 | Tanking Standard O/D 1000/33/415
WTTK0008 | Tanking Standard O/D 100/11/415
WTTK0009 | Tanking Standard O/D 160/11/415
WTTK0010 | Tanking Standard O/D 250/11/415
WTTK0011 | Tanking Standard O/D 400/11/415
WTTK0012 | Tanking Standard O/D 630/11/415
WTTK0014 | Tanking Standard O/D 1000/11/415
WTTK0015 | Tanking Standard I/D 100/11 /415
WTTK0016 | Tanking Standard I/D 160/11/415
WTTK0017 | Tanking Standard I/D 250/11/415
WTTK0018 | Tanking Standard I/D 400/11/415
WTTK0019 | Tanking Standard I/D 630/11/415
WTTK0020 | Tanking Standard I/D 800/11/415
WTTK0021 | Tanking Standard I/D 1000/11/415
WTTK0026 | Tanking Standard 160/33/400 AT
WTTK0027 | Tanking 800A 30s 33kV ET
WTTK0034 | Tanking Multi Step Oval 100/33/415
WTTK0046 | Tanking 5MVA/33/11
WTTK0056 | Tanking Multi Step Oval 250/33/415
WTTK0063 | Tanking EEP O/D 200/33/400
WTTK0072 | Tanking Outdoor 1000/33/400
WTTK0073 | Tanking 400/33/400
WTTK0074 | Tanking Standard 2000/33/415
WTTK0093 | Tanking Multi Step Oval 950/33/1000
WTTK0097 | Tanking Multi Step Oval 800/33/400
WTTK0098 | Tanking 3MVA/33/400 MOD
WTTK0101 | Tanking 500/33/415
WTTK0102 | Tanking 33kV 110V NVD Transformer
WTTK0128 | Tanking Standard O/D 50/33/415
WTTK0130 | Tanking Multi Step Oval 630/33/415 Ph2 with ISD
WTTK0134 | Tanking Standard 2000/33/11
WTTK0164 | Tanking 1250/11/415
WTTK0172 | Tanking 1500/11/415
WTTK0173 | Tanking Standard O/D 1000/11/415 with ISD
WTTK0201 | Tanking Standard 5/33
WTTK0202 | Tanking Standard 5/11
WTTK0222 | Tanking Multi Step Oval 400/33/415 Ph2 with plug in bushings in MV end & LV Cable box
WTTK0224 | Tanking 1750/33
WTTK0253 | Tanking 1500/33/415
WTTK0272 | Tanking Standard 100/11/400 DEWA
WTTK0274 | Tanking Standard O/D 200/11/433
WTTK0275 | Tanking Standard 5kVA 33kV 240V Single Phase Transformer
WTTK0279 | Tanking 1250/33/415
WTTK0283 | Tanking Standard 2500/33/415
WTTK0309 | Tanking 200/11/400
WTTK0317 | Tanking 1000/33/480
WTTK0319 | Tanking Standard 2500/33/440
WTTK0322 | Tanking 1250/11/415
WTTK0330 | Tanking Standard 350/3.3/415
WTTK0332 | TANKING OF 10kVA 33kV 110V NVD Transformer (Special)
WTTK0344 | Tanking Standard 2000/33/415
WTTK0363 | Tanking Outdoor 1000/33/400 Solar
WTTK0365 | Tanking Standard 2000/33/400
WTTK0371 | Tanking 1250/33/400
WTTK0374 | Tanking 800/11/415
WTTK0382 | Tanking Multi Step 2000/3.3/415 O/D Yd1
WTTK0385 | Tanking Standard 160/33/400 AT with HV Cable Box (Int C)
WTTK0386 | Tanking 800A 30s 33kV ET with Int C Plugin Type Bushings N porcelain
WTTK0396 | Tanking 2000/11/3.3
WTTK0398 | Tanking 1000/33/400
WTTK0401 | Tanking Standard 160/33/400 AT with HV Cable Box (Int C)
WTTK0404 | Tanking of O/D 630/33/400
WTTK0408 | Tanking 3150/11/415
WTTK0410 | Tanking 200/33/400
WTTK0411 | Tanking Standard 2000/33/3.3
WTTK0414 | Tanking 800A 30s 33kV ET with Plugin Type Bushings with Interface C
WTTK0416 | Tanking 800A 33kV 30s Earthing Transformer with HV Plug in Int B Cable Box
WTTK0417 | Tanking O/D 1000/33/415
WTTK0418 | Tanking Standard 1500/33/400 Solar
WTTK0421 | Tanking O/D 800/33/400
WTTK0425 | Tanking 630/11/400 Solar
WTTK0429 | Tanking Standard 2500/33/690
WTTK0430 | Tanking Standard 400/33/400 AT
WTTK0436 | Tanking 160kVA 33kV 400V Auxilary Transformer with LV cable box plugin type bushings and elbow conne
WTTK0437 | Tanking 800A 30s 33kV ET with Plugin Type Bushings N porcelain
WTTK0443 | Tanking Standard 200/33/400 AT
WTTK0444 | Tanking Standard 200/33/400 AT with HV Cable Box
WTTK0452 | Tanking Multi Step 1000/11/400
WTTK0457 | Tanking 1000kVA 11kV 415V 3� Transformer with On Load Tap Changer and LV Box
WTTK0458 | Tanking 630kVA 11kV 415V 3� Transformer for LTLT Solar System
WTTK0459 | Tanking Standard 2600/33/690
WTTK0464 | Tanking Standard 1750/33/400 Soalr
WTTK0468 | Tanking Outdoor 1000/33/400 Solar with LV Box
WTTK0471 | Tanking 50/400/220
WTTK0477 | Tanking Standard 1600/33/400 Soalr
WTTK0479 | Tanking Multi Step Oval 800/33/415 HV plug-in Ph2
WTTK0487 | Tanking 250/400/220
WTTK0493 | Tanking Standard 1500/33/11
WTTK0494 | Tanking Standard 2500/33/415
wttk0495 | Tanking Standard 630/33/400 Solar
WTTK0501 | Tanking Standard 50/33/433
WTTK0502 | Tanking Standard 100/33/433
WTTK0503 | Tanking Standard 200/33/433
WTTK0504 | Tanking Standard 500/33/433
WTTK0506 | Tanking Standard 2000/33/415
WTTK0508 | Tanking Multi Step Oval 160/33/415
WTTK0509 | Tanking Multi Step Oval 400/33/415
WTTK0510 | Tanking Multi Step Oval 630/33/415
WTTK0511 | Tanking Multi Step Oval 800/33/415
WTTK0512 | Tanking Multi Step Oval 1000/33/415
WTTK0523 | Tanking 1250/33/415 Silicone
WTTK0524 | Tanking 1000/33/415
WTTK0528 | Tanking of Outdoor 1250 kVA, 33 kV/800 V (Solar) Outdoor TF with ISD
WTTK0529 | Tanking of 400kVA 11kV 415V Outdoor Transformer with HV/LV Cable Boxes wand ISD Unit (CT 1977)
WTTK0531 | Tanking Multi Step Oval 100/33/415 Ph2
WTTK0532 | Tanking Multi Step Oval 160/33/415 Ph2
WTTK0533 | Tanking Multi Step Oval 250/33/415 Ph2
WTTK0533-1 | Tanking Multi Step Oval 250/33/415 Ph2 R1
WTTK0534 | Tanking Multi Step Oval 400/33/415 Ph2
WTTK0535 | Tanking Multi Step Oval 630/33/415 Ph2
WTTK0536 | Tanking Multi Step Oval 800/33/415 Ph2
WTTK0537 | Tanking Multi Step Oval 1000/33/415 Ph2
WTTK0541 | Tanking of Outdoor 1250 kVA, 33 kV/800 V (Solar) Outdoor TF with ISD
WTTK0542 | Tanking 800A 33kV 30s Earthing Transformer with HV Plug in Int C Cable Box
WTTK0543 | Tanking Standard 2500/33/415
WTTK0545 | Tanking of Outdoor 1000 kVA, 33 kV/800 V (Solar) Outdoor TF with ISD
WTTK0547 | Tanking of 1000kVA 33kV 400V Outdoor Transformer with ISD Unit
WTTK0548 | Tanking of O/D 630/33/400
WTTK0549 | Tanking Standard 2500/33/690
WTTK0555 | Tanking Standard 2000/33/415
WTTK0556 | Tanking of 2000kVA 33kV 415V 50Hz Transformer with LV Cable box & ISD Unit
WTTK0567 | Tanking of 400 A, 10 Sec, 15kV Earthing Transformer to EEP
WTTK0568 | Tanking of 260 A, 10 Sec, 33kV Earthing Transformer to EEP
WTTK0569 | Tanking of 2000kVA 33kV 415V 3� 50Hz Transformer with LV cable box & ISD Unit
WTTK0571 | Tanking of Winding Temperature Direct Measuring Transformer
WTTK0572 | Tanking of 2000kVA 33kV 400V 3� 50Hz ONAN Outdoor Transformer with ISD Unit for Solar Project
WTTK0574 | Tanking of 1600kVA 33kV 415V ONAN Outdoor Transformer with LV Cable box & ISD unit
WTTK0578 | Tanking 3500/2500/1000kVA , 6000V/420V/420V, ONAN , Three winding transformer
WTTK0580 | Tanking Multi Step 100/11/415 O/D STD PH2
WTTK0581 | Tanking Multi Step 160/11/415 O/D STD PH2
WTTK0582 | Tanking Multi Step 250/11/415 O/D STD PH2
WTTK0583 | Tanking Multi Step 400/11/415 O/D STD PH2
WTTK0584 | Tanking Multi Step 630/11/415 O/D STD PH2
WTTK0586 | Tanking Multi Step 1000/11/415 O/D STD PH2
WTTK0587 | Tanking Multi Step 100/11/415 I/D STD PH2
WTTK0588 | Tanking Multi Step 160/11/415 I/D STD PH2
WTTK0589 | Tanking Multi Step 250/11/415 I/D STD PH2
WTTK0590 | Tanking Multi Step 400/11/415 I/D STD PH2
WTTK0591 | Tanking Multi Step 630/11/415 I/D STD PH2
WTTK0592 | Tanking Multi Step 800/11/415 I/D STD PH2
WTTK0593 | Tanking Multi Step 1000/11/415 I/D STD PH2
WTTK0594 | Tanking Multi Step 1000/33/400 O/D STD EU
WTTK0595 | Tanking Multi Step 1250/33/400 O/D STD EU
WTTK0597 | Tanking Multi Step 2000/33/400 O/D STD EU
WTTK0598 | Tanking Multi Step 2500/33/400 O/D STD EU
WTTK0600 | Tanking Multi Step 1000/33/415 O/D STD EU
WTTK0601 | Tanking Multi Step 1250/33/415 O/D STD EU
WTTK0602 | Tanking Multi Step 1600/33/415 O/D STD EU
WTTK0603 | Tanking Multi Step 2000/33/415 O/D STD EU
WTTK0604 | Tanking Multi Step 2500/33/415 O/D STD EU
WTTK0605 | Tanking Multi Step 3150/33/415 O/D STD EU
WTTK0610 | Tanking Multi Step 2500/33/690 O/D STD EU
WTTK0612 | Tanking Multi Step 1000/33/800 O/D STD EU
WTTK0620 | Tanking Multi Step Oval 75/33/400 Mozambique
WTTK0621 | Tanking Multi Step 200/11/400
WTTK0622 | Tanking Amorphous Core 100/33/415
WTTK0623 | Tanking 1250kVA, 400V/800V, ONAN , Three winding transformer
WTTK0664 | Tanking Multi Step 2000/33/415 O/D STD EU with plug - in bushing and LV CB
WTTK0679 | Tanking Multi Step 1600kVA 11kV 400V Ynd11 I/D Transformer
WTTK0685 | Tanking 2000/3.3/440 SCity
WTTK0690 | Tanking Multi Step 100/11/400 I/D
WTTK0691 | Tanking Multi Step 160/11/400 I/D
WTTK0692 | Tanking Multi Step 250/11/400 I/D
WTTK0693 | Tanking Multi Step 2500/33/415 O/D STD EU with LV Cable box and WTI
WTTK0694 | Tanking 10kVA 33kV 64V NVD Transformer with YN - Open Delta
WTTK0695 | Tanking Multi Step 1000/33/440 O/D
WTTK0717 | Tanking Multi Step 1000/33/400 O/D STD EU AL
WTTK0720 | Tanking Multi Step 2000/33/400 O/D STD EU AL
WTTK0735 | Tanking Multi Step 1000/33/690 O/D STD EU AL
WTTK0736 | Tanking Multi Step 1250/33/690 O/D STD EU AL
WTTK0742 | Tanking Multi Step 1250/33/800 O/D STD EU AL
WTTK0840 | Tanking Multi Step 2000/11/415 STD EU with LV Cable Box & Plug in Bushings
WTTK0888 | Tanking Multi Step 2000/33/6300 O/D STD EU
WTTK0932 | Tanking Multi Step 3150/33/3300 STD EU with LV Cable Box & Plug in Bushings
WTTK1065 | Tanking Multi Step Oval 100/33/415 EU
WTTK1066 | Tanking Multi Step Oval 160/33/415 EU
WTTK1067 | Tanking Multi Step Oval 250/33/415 EU
WTTK1068 | Tanking Multi Step Oval 400/33/415 EU
WTTK1069 | Tanking Multi Step Oval 630/33/415 EU
WTTK1070 | Tanking Multi Step Oval 800/33/415 EU
WTTK1101 | Tanking Multi Step Oval 100/11/415 EU
WTTK1102 | Tanking Multi Step Oval 160/11/415 EU
WTTK1103 | Tanking Multi Step Oval 250/11/415 EU
WTTK1104 | Tanking Multi Step Oval 400/11/415 EU
WTTK1105 | Tanking Multi Step Oval 630/11/415 EU
WTTK1106 | Tanking Multi Step Oval 800/11/415 EU
WTTK1133 | Tanking Multi Step 1250/33/415 O/D Transformer with OLTC
WTTK1135 | Tanking Exhibit 160/11/415
WTTK1138 | Tanking Multi Step Oval 1000/33/415 Ph2 with LV cable box & Plug in type bushings
WTTK2000 | Tanking Multi Step 1000/33/415 O/D STD EU Sample
WTTS0001 | Testing Standard O/D 100/33/415
WTTS0002 | Testing Standard O/D 160/33/415
WTTS0003 | Testing Standard O/D 250/33/415
WTTS0004 | Testing Standard O/D 400/33/415
WTTS0005 | Testing Standard O/D 630/33/415
WTTS0006 | Testing Standard O/D 800/33/415
WTTS0007 | Testing Standard O/D 1000/33/415
WTTS0008 | Testing Standard O/D 100/11/415
WTTS0009 | Testing Standard O/D 160/11/415
WTTS0010 | Testing Standard O/D 250/11/415
WTTS0011 | Testing Standard O/D 400/11/415
WTTS0012 | Testing Standard O/D 630/11/415
WTTS0014 | Testing Standard O/D 1000/11/415
WTTS0015 | Testing Standard I/D 100/11/415
WTTS0016 | Testing Standard I/D 160/11/415
WTTS0017 | Testing Standard I/D 250/11/415
WTTS0018 | Testing Standard I/D 400/11/415
WTTS0019 | Testing Standard I/D 630/11/415
WTTS0020 | Testing Standard I/D 800/11/415
WTTS0021 | Testing Standard I/D 1000/11/415
WTTS0026 | Testing Standard 160/33/400 AT
WTTS0027 | Testing 800A 30s 33kV ET
WTTS0034 | Testing Multi Step Oval 100/33/415
WTTS0046 | Testing 5MVA/33/11
WTTS0056 | Testing Multi Step Oval 250/33/415
WTTS0063 | Testing EEP O/D 200/33/400
WTTS0072 | Testing Outdoor 1000/33/400
WTTS0073 | Testing Standard 400/33/400
WTTS0074 | Testing 2000/33/415
WTTS0093 | Testing Multi Step Oval 950/33/1000
WTTS0097 | Testing Multi Step Oval 800/33/400
WTTS0098 | Testing 3MVA/33/400 MOD
WTTS0101 | Testing 500/33/415
WTTS0102 | Testing 33kV 110V NVD Transformer
WTTS0128 | Testing Standard O/D 50/33/415
WTTS0130 | Testing Multi Step Oval 630/33/415 Ph2 with ISD
WTTS0134 | Testing 2000/33/11
WTTS0164 | Testing 1250/11/415
WTTS0172 | Testing 1500/11/415
WTTS0173 | Testing Standard O/D 1000/11/415 with ISD
WTTS0201 | Testing 5/33
WTTS0202 | Testing 5/11
WTTS0222 | Testing Multi Step Oval 400/33/415 Ph2 with plug in bushings in MV end & LV Cable box
WTTS0224 | Testing 1750/33/400
WTTS0253 | Testing 1500/33/415
WTTS0272 | Testing Standard 100/11/400 DEWA
WTTS0274 | Testing Standard O/D 200/11/433
WTTS0275 | Testing 5kVA 33kV 240V Single Phase Transformer
WTTS0279 | Testing 1250/33/415
WTTS0283 | Testing 2500/33/415
WTTS0309 | Testing 200/11/400
WTTS0317 | Testing 1000/33/480
WTTS0319 | Testing 2500/33/440
WTTS0322 | Testing 1250/11/415
WTTS0330 | Testing Standard 350/3.3/415
WTTS0332 | TESTING OF 10kVA 33kV 110V NVD Transformer (Special)
WTTS0344 | Testing 2000/33/415
WTTS0363 | Testing Outdoor 1000/33/400 Solar
WTTS0365 | Testing 2000/33/400
WTTS0371 | Testing 1250/33/400
WTTS0374 | Testing 800/11/415
WTTS0382 | Testing Multi Step 2000/3.3/415 O/D Yd1
WTTS0385 | Testing of 160kVA 33kV 400V 3� Auxiliary Transformer with HV and LV cable boxes & ISD Unit
WTTS0386 | Testing 800A 30s 33kV ET with Int C Plugin Type Bushings N porcelain
WTTS0396 | Testing 2000/11/3.3
WTTS0401 | Testing Standard 160/33/400 AT with HV Cable Box (Int C)
WTTS0404 | Testing of O/D 630/33/400
WTTS0408 | Testing 3150/11/415
WTTS0410 | Testing Standard 200/33/400
WTTS0411 | Testing 2000/33/3.3
WTTS0414 | Testing 800A 30s 33kV ET with Plugin Type Bushings with interface C
WTTS0416 | Tanking 800A 33kV 30s Earthing Transformer with HV Plug in Int B Cable Box
WTTS0417 | Testing O/D 1000/33/415
WTTS0418 | Testing 1500/33/400 Solar
WTTS0421 | Testing O/D 800/33/400
WTTS0425 | Testing 630/11/400
WTTS0429 | Testing 2500/33/690
WTTS0430 | Testing Standard 400/33/400 AT
WTTS0436 | Testing 160kVA 33kV 400V Auxilary Transformer with LV cable box plugin type bushings and elbow conne
WTTS0437 | Testing 800A 30s 33kV ET with Plugin Type Bushings N porcelain
WTTS0443 | Testing Standard 200/33/400 AT
WTTS0444 | Testing Standard 200/33/400 AT with HV Cable Box
WTTS0452 | Testing Multi Step 1000/11/400
WTTS0457 | Testing 1000kVA 11kV 415V 3� Transformer with On Load Tap Changer and LV Box
WTTS0458 | Testing 630kVA 11kV 415V 3� Transformer for LTLT Solar System
WTTS0459 | Testing 2600/33/690
WTTS0464 | Testing 1750/33/400 Solar
WTTS0468 | Testing Outdoor 1000/33/400 Solar with LV Box
WTTS0471 | Testing Standard 50/400/220 YNyn0
WTTS0477 | Testing 1600/33/400 Solar
WTTS0479 | Testing Multi Step Oval 800/33/415 with HV plug-in Ph2
WTTS0487 | Testing 250/400/220
WTTS0493 | Testing 1500/33/11
WTTS0494 | Testing 2500/33/415
WTTS0495 | Testing 630/33/400 Solar
WTTS0501 | Testing Standard 50/33/433
WTTS0502 | Testing Standard 100/33/433
WTTS0503 | Testing Standard 200/33/433
WTTS0504 | Testing Standard 500/33/433
WTTS0506 | Testing 2000/33/415
WTTS0508 | Testing Multi Step Oval 160/33/415
WTTS0509 | Testing Multi Step Oval 400/33/415
WTTS0510 | Testing Multi Step Oval 630/33/415
WTTS0511 | Testing Multi Step Oval 800/33/415
WTTS0512 | Testing Multi Step Oval 1000/33/415
WTTS0523 | Testing 1250/33/415 Silicone
WTTS0524 | Testing 1000/33/415
WTTS0528 | Testing Outdoor 1250 kVA, 33 kV/800 V (Solar) Outdoor TF with ISD
WTTS0529 | Testing of 400kVA 11kV 415V Outdoor Transformer with HV/LV Cable Boxes wand ISD Unit (CT 1977)
WTTS0531 | Testing Multi Step Oval 100/33/415 Ph2
WTTS0532 | Testing Multi Step Oval 160/33/415 Ph2
WTTS0533 | Testing Multi Step Oval 250/33/415 Ph2
WTTS0533-1 | Testing Multi Step Oval 250/33/415 Ph2 R1
WTTS0534 | Testing Multi Step Oval 400/33/415 Ph2
WTTS0535 | Testing Multi Step Oval 630/33/415 Ph2
WTTS0536 | Testing Multi Step Oval 800/33/415 Ph2
WTTS0537 | Testing Multi Step Oval 1000/33/415 Ph2
WTTS0541 | Testing Outdoor 1250 kVA, 33 kV/800 V (Solar) Outdoor TF with ISD
WTTS0542 | Tanking 800A 33kV 30s Earthing Transformer with HV Plug in Int C Cable Box
WTTS0543 | Testing 2500/33/415
WTTS0545 | Testing Outdoor 1000 kVA, 33 kV/800 V (Solar) Outdoor TF with ISD
WTTS0547 | Testing of 1000kVA 33kV 400V Outdoor Transformer with ISD Unit
WTTS0548 | Testing of O/D 630/33/400
WTTS0549 | Testing of 2500kVA 33kV 690V ONAN Outdoor Transformer with ISD Unit
WTTS0555 | Testing 2000/33/415
WTTS0556 | Testing of 2000kVA 33kV 415V 50Hz Transformer with LV Cable box & ISD Unit
WTTS0567 | Testing of 400 A, 10 Sec, 15kV Earthing Transformer to EEP
WTTS0568 | Testing of 260 A, 10 Sec, 33kV Earthing Transformer to EEP
WTTS0569 | Testing of 2000kVA 33kV 415V 3� 50Hz Transformer with LV cable box & ISD Unit
WTTS0571 | Testing of Winding Temperature Direct Measuring Transformer
WTTS0572 | Testing of 2000kVA 33kV 400V 3� 50Hz ONAN Outdoor Transformer with ISD Unit for Solar Project
WTTS0574 | Testing of 1600kVA 33kV 415V ONAN Outdoor Transformer with LV Cable box & ISD unit
WTTS0578 | Testing 3500/2500/1000kVA , 6000V/420V/420V, ONAN , Three winding transformer
WTTS0580 | Testing Multi Step 100/11/415 O/D STD PH2
WTTS0581 | Testing Multi Step 160/11/415 O/D STD PH2
WTTS0582 | Testing Multi Step 250/11/415 O/D STD PH2
WTTS0583 | Testing Multi Step 400/11/415 O/D STD PH2
WTTS0584 | Testing Multi Step 630/11/415 O/D STD PH2
WTTS0586 | Testing Multi Step 1000/11/415 O/D STD PH2
WTTS0588 | Testing Multi Step 160/11/415 I/D STD PH2
WTTS0589 | Testing Multi Step 250/11/415 I/D STD PH2
WTTS0590 | Testing Multi Step 400/11/415 I/D STD PH2
WTTS0591 | Testing Multi Step 630/11/415 I/D STD PH2
WTTS0593 | Testing Multi Step 1000/11/415 I/D STD PH2
WTTS0594 | Testing Multi Step 1000/33/400 O/D STD EU
WTTS0595 | Testing Multi Step 1250/33/400 O/D STD EU
WTTS0597 | Testing Multi Step 2000/33/400 O/D STD EU
WTTS0598 | Testing Multi Step 2500/33/400 O/D STD EU
WTTS0600 | Testing Multi Step 1000/33/415 O/D STD EU
WTTS0601 | Testing Multi Step 1250/33/415 O/D STD EU
WTTS0602 | Testing Multi Step 1600/33/415 O/D STD EU
WTTS0603 | Testing Multi Step 2000/33/415 O/D STD EU
WTTS0604 | Testing Multi Step 2500/33/415 O/D STD EU
WTTS0605 | Testing Multi Step 3150/33/415 O/D STD EU
WTTS0610 | Testing Multi Step 2500/33/690 O/D STD EU
WTTS0612 | Testing Multi Step 1000/33/800 O/D STD EU
WTTS0620 | Testing Multi Step Oval 75/33/400 Mozambique
WTTS0621 | Testing Multi Step 200/11/400
WTTS0622 | Testing Amorphous Core 100/33/415
WTTS0623 | Testing 1250kVA, 400V/800V, ONAN , Three winding transformer
WTTS0664 | Testing Multi Step 2000/33/415 O/D STD EU with plug - in bushing and LV CB
WTTS0679 | Testing Multi Step 1600kVA 11kV 400V Ynd11 I/D Transformer
WTTS0685 | Testing 2000/3.3/440 SCity
WTTS0690 | Testing Multi Step 100/11/400 I/D
WTTS0691 | Testing Multi Step 160/11/400 I/D
WTTS0692 | Testing Multi Step 250/11/400 I/D
WTTS0693 | Testing Multi Step 2500/33/415 O/D STD EU with LV Cable box and WTI
WTTS0694 | Testing 10kVA 33kV 64V NVD Transformer with YN - Open Delta
WTTS0695 | Testing Multi Step 1000/33/440 O/D
WTTS0720 | Testing Multi Step 2000/33/400 O/D STD EU AL
WTTS0735 | Testing Multi Step 1000/33/690 O/D STD EU AL
WTTS0736 | Testing Multi Step 1250/33/690 O/D STD EU AL
WTTS0742 | Testing Multi Step 1250/33/800 O/D STD EU AL
WTTS0840 | Testing Multi Step 2000/11/415 STD EU with LV Cable Box & Plug in Bushings
WTTS0888 | Testing Multi Step 2000/33/6300 O/D STD EU
WTTS0932 | Testing Multi Step 3150/33/3300 STD EU with LV Cable Box & Plug in Bushings
WTTS1065 | Testing Multi Step Oval 100/33/415 EU
WTTS1066 | Testing Multi Step Oval 160/33/415 EU
WTTS1067 | Testing Multi Step Oval 250/33/415 EU
WTTS1068 | Testing Multi Step Oval 400/33/415 EU
WTTS1069 | Testing Multi Step Oval 630/33/415 EU
WTTS1070 | Testing Multi Step Oval 800/33/415 EU
WTTS1101 | Testing Multi Step Oval 100/11/415 EU
WTTS1102 | Testing Multi Step Oval 160/11/415 EU
WTTS1103 | Testing Multi Step Oval 250/11/415 EU
WTTS1104 | Testing Multi Step Oval 400/11/415 EU
WTTS1105 | Testing Multi Step Oval 630/11/415 EU
WTTS1106 | Testing Multi Step Oval 800/11/415 EU
WTTS1133 | Testing Multi Step 1250/33/415 O/D Transformer with OLTC
WTTS1138 | Testing Multi Step Oval 1000/33/415 Ph2 with LV cable box & Plug in type bushings

## Sheet1
PE0030 | 1, 1/2 GI Ball Valve
PE0031 | 1, 1/2 Valve Socket
PX0009 | 1/2'' Ball Valve
SPVC0087 | 2/2 way valve DN12, G1/2 24V DC, 16W
SPVC0089 | 2/2-way coaxial valve electromagnetic directly operated, model FK 20 NC St
SPVC0111 | 2/2-way coaxial valve type MK 10 NC
SPVC0112 | 2/2-way seated valve for pressure testing Equipment
SPVC0172 | 3/8" Valve for Connection Pipe DIN 42551 F 22/31 (for Drain Valves NW22 & NW31)
SPVC0097 | 5/2 way solenoid valve DN6, G1/4, master gauge for holes acc. to NAMUR
SPVC0136 | 5/2 way solenoid valve G1/4, 24V/DC, NAMUR, IP65
SPVC0096 | 5/2-way valve DN6, G1/4
PT0017 | 8'' Drain Valve Extension with Shaft
SPLW0045 | AIR INLET VALVE FOR AIR SHAFT COD.41720
P50013 | Ball Cock Valve 1''
SPVC0102 | Ball for ball valve DN15, type FP3-5043-015
SPVC0158 | Ball for ball valve DN50, 1.4408
P50003 | Ball Valve 1" PB 500 (Pegler)
ACVL0034 | Ball Valve 1/2" PB700 (PEGLER) - Nitrogen Air Tight
ACVL0007 | Ball Valve 1/2" SS316
ACVL0007-T | Ball Valve 1/2" SS316
ACVL0014 | Ball Valve 3/4" PB 700 (Ayvaz)
ACVL0005 | Ball Valve G1" SS
ACCP0013 | Brass End Cap for DIN50 Gate Valve
ACVL0017 | Brass Foot Valve 3''
SPGS0205 | Charging Valve (air)
SPVC0167 | Connection Pipe DIN 42551 F 22/31 for Drain Valves NW22 & NW31
ACVL0011 | DIN25 Double Flange Gate Valve with Locking Option
ACVL0011-T | DIN25 Double Flange Gate Valve with Locking Option
ACVL0038 | DIN25 Gate Valve (Round Flange) with Locking Option and Sampler - Bronze
ACVL0029 | DIN50 Double Flange Gate Valve with Locking Option
ACVL0020 | DIN50 Gate Valve (Round Flange) with Locking Option and Sampler - Bronze
ACVL0028 | DN15 Gate Valve (Round Flange) with Sampling DIN 42568
ACVL0026 | DN25 Gate Valve (Round Flange) with Sampling
ACVL0026-T | DN25 Gate Valve (Round Flange) with Sampling and Position Indicator
ACVL0027 | DN25 Gate Valve (Round Flange) without Sampling for CT1909
PT0018 | Drain Valve Cup Tightening Socket
ACOT0206 | Drain Valve Flange for 5000kVA/33kV/11kV CT1911
ACCP0012 | Drain Valve NW22 End Cap (Part c)
ACVL0018 | Drain Valves -173.1 Type
PP00011 | Filling and Discharge Valve G1/2 (KFE-Valve)
ACOT0218 | Flap Valve Support for 3150kV/11kV/415kV CT1901
SPLW0013 | Flow Control Valve
ACGK0004 | Gasket Ruber Drain Valve NW22 (Part D)
ACGK0002 | Gasket Ruber Drain Valve NW31 (Part D)
ACGK0018 | Gasket NBR for Radiator Throttle Valve
ACVL0023 | Gate Valve 1� - Screwed
PE0017 | GI 1/2 Ball Valve - Pegler
PK0023 | GI Valve 2''
ACVL0019 | Globe Valve (DN25) with Sampling
ACVL0021 | Isolation Valves DN50EE
ACRP0106 | Marking Plate 120 x 40mm "FILTER AND DRAIN VALVE"
ACRP0105 | Marking Plate 120 x 40mm "FILTER VALVE"
P50009 | Non Return Valve 1''
ACVL0001 | Oil Drain Valve NW 22 DinType
ACVL0015 | Oil Drain Valve NW 22 O Ring Type
ACCP0016 | Oil Drain Valve NW 31 DinType
ACVL0024 | Oil Drain Valve NW 31 O Ring Type
P60001 | Oil Filling Valve
ACVL0033 | Oil Filling Valves Shaft
PV0002 | Oil Valve Extension
SPVC0099 | Pneumatic drive for ball valve type FP3 - DN15 or DN20
SPVC0142 | Pressure limit valve SPV 10 C1G 1 A 07 - S35 pressure range 0,5 - 7 bar
SPVC0108 | Pressure limit valve SPVF 25 C2F 1 A 02 - S35 pressure range: 0,5 - 2,5 bar
P70002 | Pressure Release Valve
ACVL0016 | Pressure Release Valve 0.30 bar
ACVL0002-T | Pressure Release Valve 0.35 bar
ACVL0002 | Pressure Release Valve 0.35 bar G1" ELMEK
ACGK0005 | Pressure Relief Valve AMORIM Cork Packing
ACBS0001 | Pressure Relief Valve Boss
ACBS0024 | Pressure Relief Valve Boss 1'' BSP Threaded - 250mm Long
ACVL0008 | Pressure Relief Valve T50 (306x09) 0.35 bar
ACVL0013 | Pressure Relief Valve T50 (306XX14)
ACVL0013-T | Pressure Relief Valve T50 (306XX14)
ACVL0022 | Pressure Relief Valve T80 (307x09)
PE0019 | PVC 1/2 Valve Socket - S lon
ACVL0003 | Radiator Throttle Valve 211.1
ACVL0037 | Radiator Throttle Valve Alumium NW80-B with NBR O-Rings and Stainless Steel Studs
ACVL0032 | Radiator Throttle Valve Alumium NW80-B with Viton O-Rings and Stainless Steel Studs
ACVL0039 | Radiator Throttle Valve Brass NW80-B with Viton O-Rings and Stainless Steel Studs
ACVL0030 | Radiator Throttle Valve Stainless Steel DIN 42560
ACOT0202 | Red Painted Aluminium Knob for Gate Valve 1� - Screwed
SPVC0164 | Seal kit DN025 1" for ball valve Series 71, PTFE-graphit
SPVC0137 | Set of seals complete for ball valve DN32
SPVC0135 | Set of seals complete for ball valve DN50
SPVC0138 | Set of seals complete for ball valve DN80
SPVC0090 | Set of seals for 2/2-way coaxial valve model FK 20 NC St, 0-16 bar
SPVC0106 | Set of seals for ball valve DN40/DN50 type DG166..... 040/050, full passage
SPVC0140 | Set of seals for high efficiency butterfly valve DN100
SPVC0141 | Set of seals for high efficiency butterfly valve DN200
SPVC0139 | Set of seals for high efficiency butterfly valve DN50
SPVC0134 | Set of seals for proportional pressure reducing valve, viton
SPVC0100 | Set of seals for welding- and socket -ball valve DN15PN63, type FP3-5043TS vacuum
ACVL0006 | Single Flange Ball Valve 1" - Full Bore
STSS0006 | SS Flap Valve Support Rod M16 x 150mm
ACOT0263 | Studs for NW80 Radiator Throttle Valve
SPHW0218 | Valve - 710.413.5141
ACVL0010 | Valve Ball 1" PB 700 (PEGLER)
ACVL0009 | Valve Ball 2" PB700 - Pegler
ACVL0012 | Valve Oil Filling
ACOT0262 | Viton Gasket for NW80 Radiator Throttle Valve